## New & Change
New & Change in September 2025
New Products
EUR_pricelist
| Model code | Short description | Series | Resolution/ Channels | Type | Notes | Full Description | Prod. page | MSRP, € | STEP Claimable
Camera - Network | PNM-C19183RVTP | AI IR MDC with 3CH 5MP + PTZ 4MP | P Series | 19MP | Multi-Sensor | NDAA compliant | P series network vandal outdoor Multi-Directional camera, 3CH x 5MP @ 30FPS and 4MP PTZ 18x Zoom, 3CH Fix Lens 2.4mm (FoV H: 123°, V: 91°), 120dB WDR; IR viewable length 15m(49ft), Analytics events based on AI engine: Classified object type: Person/Face/Vehicle/License plate; Attributes: Vehicle(type and color: car/bus/truck/motorcycle/bicycle), Person (upper and bottom clothing color), IVA (Virtual line/Area, Enter/Exit, Loitering, Direction, Intrusion), Appear/Disappear; Business Intelligence Based on AI engine: People counting, Vehicle counting, Queue management, Heatmap; WiseNR Ⅱ(using AI engine), WiseStreamⅢ (Based on AI engine), I/O Box compatibility; Secure element (FIPS 140-3 level3), micro SD card 512GB x2, IP66, IK10, NEMA4X, Operating Temperature: -40°C~+55°C(-40°F~+131°F), PoE++ (injector included), Hard-coated dome bubble. | Info | 4150 | YES
Audio Server | SPS-A100M | IP Speaker / Microphone / LED Combo |  |  |  | NDAA Compliant | Audio Beacon - Speaker with Max. Sound Pressure Level 90dB at 1m(3.28ft) and Frequency Range of 144Hz~20kHz, 5 Digital Microphones with Two-Way/One-Way selectable, Full Duplex communication with Echo Cancellation and Noise Reduction. Sound Classification (Glass Break, Scream, Extreme Decibel Event, Event Metadata (Sound Direction, Confidence, Audio Clip, dB level), LED Ring(Green, Blue, Red, Pink, Sky blue, Purple), Initial and Post-duration action setting, USB-C for installation app, 2 configurable digital I/O, PoE+, ONVIF Profile S, SUNAPI(HTTP API), Wisenet open platform, AI Sound Classification pack included, Secure element (FIPS 140-3 level3), Indoor Rated, Operating Temperature / Humidity -20°C ~ +55°C (-4°F ~ +122°F) / Less than 90% RH, Storage Temperature / Humidity -50°C ~ +60°C(-58°F ~ +140°F) / Less than 90% RH | Info | 899 | YES
Accessory | SHD-2501FPW | Plenum In-ceiling Mount |  |  |  | NDAA Compliant | Plenum-rated In-ceiling Mount compatible with PNM-C19183RVTP | Info | 250 | YES
Accessory | SBD-150GP | Adapter Plate |  |  |  | NDAA Compliant | Adapter plate for Double, 4" Octagon, 4" Square compatible with QNV-6082R/6082R1/6084R/7082R/6072R/6072R1/7082R/8080R, XNP-6040HW, ACV-8080R/8081R, ANV-L6082R/7082R, QNV-C9083R/C8083R/C6083R | Info | 30 | YES
Accessory | SPB-MDC41V | Smoked Dome Cover |  |  |  | NDAA Compliant | Smoke dome compatible with PNM-C19183RVTP | Info | 280 | YES
Storage - HDD | WD22PURU-64C5JY0-HW | WD Purple HDD 2TB (WD22PURU-64C5JY0) |  |  |  | NDAA Compliant | 2TB 3.5'' WD Purple HDD (WD22PURU-64C5JY0) |  | 140 | NO
Changes (Highlighted in light green)
EUR_pricelist
| Model code | Short description | Series | Resolution/ Channels | Type | Notes | Full Description | Prod. page | MSRP, € | STEP Claimable
Camera - Network | TNU-6321 | 2MP 32x Positioning | T Series | 2MP | Positioning | NDAA Compliant EOS Limited stock available | T series network Positioning camera, 2MP @60fps, 4.44 ~ 142.6mm 32x optical zoom lens (61.8º ~ 2.19º), triple codec H.265/H.264/MJPEG with WiseStream II, Multiple streaming, 120dB WDR, True Day & Night (ICR), Advanced Video Analytics, Face detection, Motion detection, Fog detection, Handover, HLC, Digital Image Stabilization, Bi-directional audio and dual microSD/SDHC/SDXC slot, IP66, Safety (UL, KC-SDOC), EMC (FCC, CE, VCCI, RCM, KC), 24VAC | Info | 3998 | YES
Camera - Network | TNO-6322ER | Explosion Proof Stainless Steel Bullet Camera with Built-in Wiper and IR 70m | T Series | 2MP | Bullet | NDAA Compliant EOS Limited stock available | Explosion Proof Stainless Steel 316L Bullet Camera with Built-in Wiper and IR 70m, 2MP@60fps, 4.44 ~ 142.6mm (32X) zoom lens, 120dB WDR, Auto Day & Night (ICR), WiseStream II, Defocus detection, Directional detection, Fog detection, Face detection, Appear/Disappear, Enter/Exit, Loitering, Tampering, Virtual line, Audio detection, Digital Image Stabilization, ONVIF S/G/T, 1 Input/1 Output, 24VAC, IP67, IK10, IECEx, ATEX, KCs, KC, CE | Info | 10910 | YES
Camera - Network | TNU-6322E | Explosion Proof Stainless Steel Positioning Bullet Camera with Built-in Wiper | T Series | 2MP | Bullet | NDAA Compliant EOS Limited stock available | Explosion Proof Stainless Steel 316L Positioning Bullet Camera with Built-in Wiper, 360 Endless Pan, 2MP@60fps, 4.44 ~ 142.6mm (32X) zoom lens, 120dB WDR, Auto Day & Night (ICR), WiseStream II, Defocus detection, Directional detection, Fog detection, Face detection, Appear/Disappear, Enter/Exit, Loitering, Tampering, Virtual line, Audio detection, Digital Image Stabilization, ONVIF S/G/T, 1 Input/1 Output, 24VAC, IP67, IK10, IECEx, ATEX, KCs, KC, CE | Info | 25702 | YES
Camera - Network | TNU-6322ER | Explosion Proof Stainless Steel Positioning Bullet Camera with Built-in Wiper and IR | T Series | 2MP | Bullet | NDAA Compliant EOS Limited stock available | Explosion Proof Stainless Steel 316L Positioning Bullet Camera with Built-in Wiper and IR 200m, 360 Endless Pan, 2MP@60fps, 4.44 ~ 142.6mm (32X) zoom lens, 120dB WDR, Auto Day & Night (ICR), WiseStream II, Defocus detection, Directional detection, Fog detection, Face detection, Appear/Disappear, Enter/Exit, Loitering, Tampering, Virtual line, Audio detection, Digital Image Stabilization, ONVIF S/G/T, 1 Input/1 Output, 24VAC, IP67, IK10, IECEx, ATEX, KCs, KC, CE | Info | 30780 | YES
2 months Price Change Notice (Announced in September, to be applied from November)
EUR_pricelist
| Model code | Short description | Series | Resolution/ Channels | Type | Notes | Full Description | Prod. page | MSRP, € | STEP Claimable
Storage - HDD | WD42PURU-64C4CY0-HW | WD Purple HDD 4TB (WD42PURU-64C4CY0) |  |  |  | NDAA Compliant | 4TB 3.5'' WD Purple HDD (WD42PURU-64C4CY0) | Info | 205 | NO
Storage - HDD | WD63PURU-64C4FY0-HW | WD Purple HDD 6TB (WD63PURU-64C4FY0) |  |  |  | NDAA Compliant | 6TB 3.5'' WD Purple HDD (WD63PURU-64C4FY0) | Info | 354 | NO
Storage - HDD | WD102PURA-64CHRY0-HW | WD Purple Pro HDD 10TB (WD102PURA-64CHRY0) |  |  |  | NDAA Compliant | 10TB 3.5'' WD Purple Pro HDD (WD102PURA-64CHRY0) | Info | 545 | NO

## HVE Pricelist
EUR_pricelist
[9 empty] | EUR_pricelist | EUR | VAD
[10 empty] | GBP | STD
| Model code | Short description | Series | Resolution/ Channels | Type | Notes | Full Description | Prod. page | MSRP, €
Hanwha Product
4K Cameras & up
Camera - Network | PNM-C34404RQPZ | 4K 4CH PTRZ + 2MP 40x PTZ AI Multi-directional camera | P Series | 34MP | Multi-Sensor | NDAA compliant | P series network AI based multi-directional 5 channel sensor outdoor vandal camera with 3 Point twist connection for quick and easy mount, Channel 1-4: 4 x 4K@15fps (H.265, H.264) AI ON, 20fps with AI OFF, IR 20m (65ft), Integrated 3.3~5.7mm(1.7x) motorized varifocal lenses, Channel 5: 2MP @ 60FPS PTZ with 40x zoom, WiseIR 200m (656ft), PTZ Auto Tracking, SmartZoom to Preset / IVA Trigger (NOTE:AI object classif and IVA firmware upgrade comming soon). Channel 1-4 Analytics AI Object detection with classification: Person, Face, Vehicle, License plate and vehicle attributes Car, Bus, Truck, Motorcycle, Bicycle, Virtual line (Crossing/Direction), Virtual area (Loitering/Intrusion/Enter/Exit), BestShot, Motion detection, Defocus detection, Tampering, 2slot Max. 1TB(512GBx2), HPoE(IEEE802.3bt type 4, Class 8) HPoE: Max 64.00W, typical 45.00W Includes HPoE Injector, TPM 2.0 (FIPS 140-2), IP66, NEMA4X, IK10. Compatible with SPM-4210 I/O IP box to connect alarms/audio devices and support camera's audio detection and sound classification analytics. Includes: Hanging mount adapter | Info | 7600
Camera - Network | PNM-C32083RVQ | 32MP 4K x 4 Channel, AI, IR Multi-directional outdoor camera | P Series | 32MP | Multi-Sensor | NDAA compliant | P series network AI based multi-directional 4 channel sensor outdoor vandal camera, 4 x 4K@15fps (H.265, H.264) AI ON, 20fps with AI OFF, PoE+: WiseIR 15m(49.21ft), HPoE: WiseIR 20m(65.62ft), integrated 3.3~5.7mm(1.7x) motorized varifocal lenses, WiseStream III, Hallway View, Analytics AI Object detection with classification: Person, Face, Vehicle, License plate and vehicle attributes Car, Bus, Truck, Motorcycle, Bicycle, Virtual line (Crossing/Direction), Virtual area (Loitering/Intrusion/Enter/Exit), BestShot, Motion detection, Defocus detection, Tampering, 2slot Max. 1TB(512GBx2), PoE+, TPM 2.0 (FIPS 140-2), IP66, NEMA4X, IK10, 2 configurable alarm I/O, Audio In/Out connectivity requires purchase of cable SPP-C7400, also compatible with SPM-4210 (sold separately) I/O IP box to connect alarms/audio devices and support camera's audio detection and sound classification analytics. PoE+ Injector can be purchased separately, part number SPO-6011 | Info | 3200
Camera - Network | TNB-9000 | 8K AI Box | T Series | 32MP | Box | NDAA compliant | T series network 8K Box camera, 43.3 full frame CMOS sensor, 32MP @15fps, Autofocus, EF lens mount, triple codec H.265/H.264/MJPEG with WiseStream II, Multiple streaming, BLC/DWDR, Auto Day & Night (ICR), new Deep Learning based Video Analytics (object classification), Motion detection, Directional detection, Defocus detection, Enter/Exit, Loitering, Virtual line, Tampering, Appear/Disappear, Audio detection, Sound classification, Bi-directional audio and micro SD/SDHC/SDXC slot, HPoE/12VDC ※ The lens is not included | Info | 15267
Camera - Network | TNO-A26081 | 26MP Ultra High Resolution AI Bullet Camera | T Series | 26MP | Bullet | NDAA compliant | T series network 26MP AI Bullet Camera, 1.8’’ APS CMOS image sensor, Max. 30fp, 0.2/0.02Lux D/N 55~250mm manual vf lens, Supported Video Analytics based on AI: Traffic Pack, Factory Pack (no license key required), 2-way audio, 2x micro SD card, Operating temperature: -40°C~+50°C, HPoE (802.3bt type3, class6)/12VDC, 100/1000 SFP slot, IP66/IP67, IK10, NEMA4X (No PoE injector included) | Info | 8300
Camera - Network | PNM-C32083RQZ | 32MP 4Kx 4, AI, IR, PTRZ, Multi-directional outdoor camera | P Series | 32MP | Multi-Sensor | NDAA compliant | P series network vandal outdoor Multi-Directional camera [AI ON] 4CH x 8MP @ 15FPS / [AI OFF] 4CH x 8MP @ 20FPS, Motorized Varifocal Lens with PTRZ function 4.38~9.33mm (FoV H: 112.1°~47.5°, V: 58°~26.6°), triple codec H.265/H.264/MJPEG, 120dB WDR; IR viewable length [PoE++ 25m(82ft), PoE+ 15m(49ft)], Analytics events based on AI engine: Classified object type: Person/Face/Vehicle/License plate; Attributes: Vehicle(Type and color: car/bus/truck/motorcycle/bicycle), Person (upper and bottom clothing color), IVA (Virtual line/Area, Enter/Exit, Loitering, direction, intrusion), Appear/Disappear, WiseNR Ⅱ(using AI engine), WiseStreamⅢ(Based on AI engine), I/O Box compatibility; TPM with FIPS 140-2 level2, micro SD card 512GB x2, IP66, IK10, NEMA4X, Operating Temperature: -40°C~+55°C(-40°F~+131°F), PoE++/PoE+, Hard-coated dome bubble | Info | 3900
Camera - Network | PNM-C20000QB | AI Remote head 2MP/5MP x 4CH camera | P Series | 20MP/8MP | Multi-Sensor | NDAA compliant | P series network remote head camera 4CH x 2MP @ 30FPS or 4CH x 5MP @ 15FPS, Triple codec H.265/H.264/MJPEG, 120dB WDR, Analytics events based on AI engine: Classified object type: Person/Face/Vehicle/License plate, Attributes: Vehicle(Type and color: car/bus/truck/motorcycle/bicycle), Person (upper and bottom clothing color), IVA (Virtual line/Area, Enter/Exit, Loitering, Intrusion), Appear/Disappear, Business intelligence based on AI engine: People counting, Vehicle counting, Queue management, Heatmap, WiseNR Ⅱ(Based on AI engine), WiseStreamⅢ(Based on AI engine), USB-C for easy installation, 4 x Selectable I/O, 4 x Audio inputs, 1 Audio Out, TPM with FIPS 140-3 level3, Built-in microSD card slots (Up to 512GB x2), 12VDC/PoE+, Compatible with SLA-T4680A/T4680VA, SLA-T2480A/T2480VA, SLA-T1080FA [Future compatibility with 5MP lenses] | Info | 1300
Camera - Network | PNM-C19183RVTP | AI IR MDC with 3CH 5MP + PTZ 4MP | P Series | 19MP | Multi-Sensor | NDAA compliant | P series network vandal outdoor Multi-Directional camera, 3CH x 5MP @ 30FPS and 4MP PTZ 18x Zoom, 3CH Fix Lens 2.4mm (FoV H: 123°, V: 91°), 120dB WDR; IR viewable length 15m(49ft), Analytics events based on AI engine: Classified object type: Person/Face/Vehicle/License plate; Attributes: Vehicle(type and color: car/bus/truck/motorcycle/bicycle), Person (upper and bottom clothing color), IVA (Virtual line/Area, Enter/Exit, Loitering, Direction, Intrusion), Appear/Disappear; Business Intelligence Based on AI engine: People counting, Vehicle counting, Queue management, Heatmap; WiseNR Ⅱ(using AI engine), WiseStreamⅢ (Based on AI engine), I/O Box compatibility; Secure element (FIPS 140-3 level3), micro SD card 512GB x2, IP66, IK10, NEMA4X, Operating Temperature: -40°C~+55°C(-40°F~+131°F), PoE++ (injector included), Hard-coated dome bubble. | Info | 4150
Camera - Network | PNM-C16083RVQ | 16MP 4MP x 4 Channel, AI, IR Multi-directional outdoor camera | P Series | 16MP | Multi-Sensor | NDAA compliant | P series network AI based multi-directional 4 channel sensor outdoor vandal camera, 4 x 4MP@30fps, WiseIR 15m IR, integrated 3.3~5.7mm(1.7x) motorized varifocal lenses, WiseStream III, Hallway View, Analytics AI Object detection with classification: Person, Face, Vehicle, License plate and vehicle attributes Car, Bus, Truck, Motorcycle, Bicycle, Virtual line (Crossing/Direction), Virtual area (Loitering/Intrusion/Enter/Exit), BestShot, Motion detection, Defocus detection, Tampering, 2slot Max. 1TB(512GBx2), PoE+, TPM 2.0 (FIPS 140-2), IP66, NEMA4X, IK10. 2 configurable alarm I/O, Audio In/Out connectivity requires purchase of cable SPP-C7400, also compatible with SPM-4210 (sold separately) I/O IP box to connect alarms/audio devices and support camera's audio detection and sound classification analytics. PoE+ Injector can be purchased separately, part number SPO-6011 | Info | 2850
Camera - Network | PNM-C16013RVQ | 16MP 4MP x 4, AI, IR mini multi-directional camera | P Series | 16MP | Multi-Sensor | NDAA compliant | P series network vandal outdoor mini Multi-Directional camera 4CH x 4MP @ 15FPS, Fix Lens 3.19mm (FoV H: 97°, V: 54°), triple codec H.265/H.264/MJPEG, 120dB WDR; IR viewable length 20m (65.6ft), USB port for easy installation, Analytics events based on AI engine: Object detection (Person/Vehicle (car/truck/bus/bicycle/bike)), IVA (Virtual line/Area, Enter/Exit, Loitering, direction, intrusion), Appear/Disappear, WiseNR Ⅱ(using AI engine), WiseStreamⅢ(Based on AI engine), I/O Box compatibility; TPM with FIPS 140-2 level2, IP66, IK10, NEMA4X, PoE+, Ø: 200mm, H: 80mm, (HPoE Injector is not included) | Info | 1900
Camera - Network | PNM-C16083RQZ | 16MP 4MP x 4, AI, IR PTRZ, Multi-directional outdoor camera | P Series | 16MP | Multi-Sensor | NDAA compliant | P series network vandal outdoor Multi-Directional camera 4CH x 4MP @ 30FPS, Motorized PTRZ support, Motorized varifocal Lens 3.3~10.2mm (FoV H: 93°~29.8°, V: 53°~17.5°), triple codec H.265/H.264/MJPEG, 120dB WDR; IR viewable length [PoE+] 15m (49ft) / [PoE++] 20m (65ft), Analytics events based on AI engine: Object detection [Person/Vehicle with color attributes (Car/Bus/Truck/Motorcycle/Bicycle)], IVA (Virtual line/Area, Enter/Exit, Loitering, direction, intrusion), Appear/Disappear, WiseNR Ⅱ(using AI engine), WiseStreamⅢ(Based on AI engine), I/O Box compatibility; TPM with FIPS 140-2 level2, micro SD card 512GB x2, IP66, IK10, NEMA4X, Operating Temperature: -40°C~+55°C(-40°F~+131°F); PoE+ /PoE++, Hard-coated dome bubble | Info | 3100
Camera - Network | PNM-C12083RVD | 12MP 6MP x 2CH AI Multi-directional | P Series | 12MP | Multi-Sensor | NDAA compliant | P series network AI based multi-directional dual sensor outdoor vandal dome camera, 2 x 6MP@15fps, 360 degree 25m IR, 3.54~6.69mm motorised varifocal lenses, WiseNR II, Auto prefer shutter control, WiseStream III, ExtremeWDR (120dB), Hallway View, Analytics AI Object detection with classification: Person, Face, Vehicle, License plate and vehicle attributes Car, Bus, Truck, Motorcycle, Bicycle, Virtual line (Crossing/Direction), Virtual area (Loitering/Intrusion/Enter/Exit), BestShot, Motion detection, Defocus detection, Tampering, SD Card slot 512GB max, PoE+, Secure by Default, TPM 2.0 (FIPS 140-2), IP66, NEMA4X, IK10. Compatible with SPM-4210 I/O IP box to connect alarms/audio devices and support camera's audio detection and sound classification analytics | Info | 1760
Camera - Network | PNM-C9022RV | 8MP AI IR Panoramic Outdoor Vandal Dome | P Series | 8MP | Multi-Sensor | NDAA compliant | P series network AI based panoramic multi-sensor outdoor dome camera, 4 sensors x 2MP, 209º panoramic stitching, WiseIR 20m, 8MP @20fps, 2.8mm fixed lens, triple codec H.265/H.264/MJPEG with WiseStream III, 120dB WDR, Auto Day & Night (ICR), Analytics AI Object detection (Person/Vehicle), Defocus detection, Motion detection, Tampering, Audio detection, Sound classification, Virtual area(Appear/Disappear), Handover to PTZ, Secure by Default, TPM 2.0 (FIPS 140-2), Audio In/Out, dual SD card slot, PoE+, 12VDC, IP66, IK10, NEMA4X | Info | 2200
Camera - Network | XNF-9013RV | 12MP AI IR Fisheye Camera | X Series | 12MP | Fisheye | NDAA Compliant | X series powered by Wisenet 7 network 12M AI IR fisheye camera, 12MP @30fps, 1.08mm fixed lens, simple focus, triple codec H.265/H.264/MJPEG with WiseStream III ( Based on AI engine, Multiple streaming, extreme WDR(120dB), True Day & Night (ICR), IR viewable length 8m with PoE 12m with PoE+, Wise IR, Next level Cybersecurity, Licence-free onboard Intelligent Video Analytics, People counting, Heatmap, Queue management, Handover, VariableView Mode, On Board Video Analytics, People counting, Heatmap, Queue management, Handover, VariableView Mode, On Board Dewarping, Digital PTZ, Bi-directional audio, 2x microSD/SDHC/SDXC slots up to 1TB, IP66, IK10, NEMA 4X, PoE/12VDC | Info | 1380
Camera - Network | QNF-C9010 | 12MP Indoor AI Fisheye | Q Series | 12MP | Fisheye | NDAA Compliant | Q Series Network Indoor Fisheye Dome Camera, 12MP sensor, Max resolution 3008x3008 @ 20fps, 1.76mm fixed lens, H185°/V185°, H.265/H.264/MJPEG codec, WiseStreamIII (Based on AI engine), WiseNR Ⅱ (Based on AI engine), extremeWDR (120dB), Digital rotation, AI based motion detection, Classified object type: Person/Vehicle, Object attributes (Person: Top/Bottom Clothing Color, Vehicle: Color), IVA events based on AI engine: Virtual line (Crossing/Direction), Virtual area (Loitering/Intrusion/Enter/Exit/(Dis)Appear), BestShot, Analytics events (Defocus, Tampering), AI-based business intelligence (Heatmap, Queue management, People counting), Built-in microSD Card slot (Up to 256GB), IP42, Operating temp: -10°C~+40°C (+14°F~+104°F), Power: PoE, RJ45. | Info | 950
Camera - Network | QNF-C9010V | 12MP Outdoor AI Fisheye | Q Series | 12MP | Fisheye | NDAA Compliant | Q Series Network Outdoor Fisheye Dome Camera, 12MP sensor, Max resolution 3008x3008 @ 20fps, 1.76mm fixed lens, H185°/V185°, H.265/H.264/MJPEG codec, WiseStreamIII (Based on AI engine), WiseNR Ⅱ (Based on AI engine), extremeWDR (120dB), Digital rotation, AI based motion detection, Classified object type: Person/Vehicle, Object attributes (Person: Top/Bottom Clothing Color, Vehicle: Color), IVA events based on AI engine: Virtual line (Crossing/Direction), Virtual area (Loitering/Intrusion/Enter/Exit/(Dis)Appear), BestShot, Analytics events (Defocus, Tampering), AI-based business intelligence (Heatmap, Queue management, People counting), Built-in microSD Card slot (Up to 256GB), IP66, IK10, NEMA 4X, Operating temp: -40°C~+55°C (-40°F~+131°F), Power: PoE, RJ45. | Info | 1100
Camera - Network | XNO-9083R | 8MP AI IR Bullet | X Series | 8MP | Bullet | NDAA compliant | X series powered by Wisenet 7 networkAI IR outdoor vandal bullet camera, 8MP @30fps, 4.4~9.3mm motorized varifocal lens (2.1x), triple codec H.265/H.264/MJPEG with WiseStream III, Multiple streaming, extreme WDR (120dB), Auto Day & Night (ICR), IR viewable length 50m, Next level Cybersecurity, Analytics events based on AI engine (NPU) : Object detection (Person/Face/Vehicle – car, truck, bus, bicycle, motorcycle/License plate),IVA (Virtual line/Area, Enter/Exit, Loitering, Direction, Intrusion), Analytics events : Defocus detection, Motion detection, Tampering, Fog detection Audio detection, Sound classification, Shock detection, Appear/Disappear, Digital Image Stabilization with Built-in Gyro sensor, Bi-directional audio and dual microSD/SDHC/SDXC slot, IP66/IP67, IK10, NEMA4X, PoE+/12VDC | Info | 1950
Camera - Network | XNV-9083R | 8MP AI IR Outdoor Vandal Dome | X Series | 8MP | Vandal Dome | NDAA compliant | X series powered by Wisenet 7 network AI IR outdoor vandal dome camera, Modular structure X PLUS, 8MP @30fps, 4.4 ~9.3mm motorized varifocal lens (2.1x) (112.1°~47.5°), triple codec H.265/H.264 /MJPEG with WiseStream III, Multiple streaming, 120dB WDR, True Day & Night (ICR), High Powered IR LEDs with IR viewable length 50m, Analytics events based on AI engine (NPU) : Object detection (Person /Face/Vehicle – car, truck, bus, bicycle, motorcycle/Licence plate),IVA (Virtual line/Area, Enter/Exit, Loitering, Direction, Intrusion),Analytics events : Defocus detection, Motion detection, Tampering, Fog detection, HLC, Digital Image Stabilization with Gyro sensor, Bi-directional audio and dual microSD/SDHC /SDXC slot, ONVIF S/G/T, USB port for easy installation, IP67/IP66/IP6K9K, IK10+, Nema 4X, PoE+/12VDC, white colour skins included | Info | 1950
Camera - Network | XNV-9083RZ | 8MP AI IR Vandal Dome | X Series | 8MP | Vandal Dome | NDAA compliant | X series powered by Wisenet 7 network AI IR vandal dome camera, Modular structure X PLUS, 8MP @30fps, 4.4 ~ 9.3mm motorized varifocal lens (2.1x), Colour 0.03 Lux (F1.3, 1/30sec, 30IRE), BW 0 Lux (IR LED on), IR viewable length: 30m(98.43ft) based on scene, Day & Night (ICR), extremeWDR (120 dB), WiseNRⅡ, WiseStreamⅢ, Analytics events based on AI engine (NPU) : Object detection (Person /Face/Vehicle – car, truck, bus, bicycle, motorcycle/Licence plate), IVA (Virtual line/Area, Enter/Exit, Loitering, Direction, Intrusion), Analytics events : Defocus detection, Motion detection, Tampering, Fog detection, Audio detection, Sound classification, Shock detection, Appear/Disappear, IP66/IP67/IP6K9K, NEMA4X, IK10+, Hard-coated dome bubble | info | 2050
Camera - Network | XND-9083RV | 8MP AI IR Dome | X Series | 8MP | Dome | NDAA compliant | X series powered by Wisenet 7 network AI IR indoor vandal dome camera, Modular structure X PLUS, 8MP @30fps, 4.4 ~ 9.3mm motorized varifocal lens (2.1x) (112.1°~47.5°), triple codec H.265/H.264/MJPEG with WiseStream II, Multiple streaming, 120dB WDR, True Day & Night (ICR), High Powered IR LEDs with IR viewable length 50m, Analytics events based on AI engine (NPU) : Object detection (Person/Face/ Vehicle – car, truck, bus, bicycle, motorcycle/Licence plate),IVA (Virtual line/Area, Enter/Exit, Loitering, Direction, Intrusion),Analytics events : Defocus detection, Motion detection, Tampering, Fog detection, HLC, Digital Image Stabilization with Gyro sensor, Bi-directional audio and dual microSD/SDHC /SDXC slot, ONVIF S/G/T, USB port for easy installation, IP52, IK10, PoE+/12VDC, white colour skins included | info | 1750
Camera - Network | XND-A9084RV | 8MP AI IR Indoor Dome | X Series | 8MP | Dome | NDAA compliant | Powered by WN9, Indoor Network AI IR Dome Camera, 8MP resolution @ 30FPS, 4.4~9.3mm (2.1x), (113°~47°) motorized varifocal lens, H.265/H.264/MJPEG codec, IR viewable length 40m (131.2ft), USB-C port for easy installation, Day & Night (ICR), extremeWDR (120dB), Hard-coated dome bubble, DIS with built-in gyro sensor, Handover, AI-based WiseStream, WiseNR Ⅱ (using AI engine), Dynamic privacy mask, IVA events based on AI engine (Motion & Object detection, Line crossing, IVA area, Slip & Fall, Sound classification), Classified object types (Person/Face/Vehicle/License plate), Object attributes (Person: Gender/Top/Bottom clothing color/Bag, Face: Age/Gender/Mask/Glasses, Vehicle: type/color), BestShot, Analytics events (Defocus, Motion, Tampering, Fog, Audio & Shock detection), AI-based business intelligence (People/Vehicle/Crowd counting, Queue management, Heatmap), Built-in microSD card slot (Up to 1TB), IP52, IK10, Operating temperature: -10°C~+50°C (14°F~+122°F), Power: PoE, Metal shielded RJ-45. | info | 1450
Camera - Network | XNO-A9084R | 8MP AI IR Bullet | X Series | 8MP | Dome | NDAA compliant | Powered by WN9, Outoor Network AI IR Vandal Bullet Camera, 8MP resolution @ 30FPS, 4.4~9.3mm(2.1x), (113°~47°) motorized varifocal lens, H.265/H.264/MJPEG codec, IR viewable length 40m (131.2ft), USB-C port for easy installation, Day & Night (ICR), extremeWDR (120dB), Hard-coated dome bubble, DIS with built-in gyro sensor, Handover, AI-based WiseStream, WiseNR Ⅱ (using AI engine), Dynamic privacy mask, IVA events based on AI engine (Motion & Object detection, Line crossing, IVA area, Slip & Fall, Sound classification), Classified object types (Person/Face/Vehicle/License plate), Object attributes (Person: Gender/Top/Bottom clothing color/Bag, Face: Age/Gender/Mask/Glasses, Vehicle: type/color), BestShot, Analytics events (Defocus, Motion, Tampering, Fog, Audio & Shock detection), AI-based business intelligence (People/Vehicle/Crowd counting, Queue management, Heatmap), Built-in microSD card slot (Up to 1TB), IP66/IP67, IK10, NEMA 4X, NEMA-TS 2(2.2.7.2-8, 2.2.8, 2.2.9), Operating temp: -40°C~+60°C (-40°F~+140°F), Power: PoE, Metal shielded RJ-45. | info | 1600
Camera - Network | XNV-A9084R | 8MP AI IR Outdoor Vandal Dome | X Series | 8MP | Dome | NDAA compliant | Powered by WN9, Outdoor Network AI IR Vandal Dome Camera, 8MP resolution @ 30FPS, 4.4~9.3mm (2.1x), (113°~47°) motorized varifocal lens, H.265/H.264/MJPEG codec, IR viewable length 40m (131.2ft), USB-C port for easy installation, Day & Night (ICR), extremeWDR (120dB), Hard-coated dome bubble, DIS with built-in gyro sensor, Handover, AI-based WiseStream, WiseNR Ⅱ (using AI engine), Dynamic privacy mask, IVA events based on AI engine (Motion & Object detection, Line crossing, IVA area, Slip & Fall, Sound classification), Classified object types (Person/Face/Vehicle/License plate), Object attributes (Person: Gender/Top/Bottom clothing color/Bag, Face: Age/Gender/Mask/Glasses, Vehicle: type/color), BestShot, Analytics events (Defocus, Motion, Tampering, Fog, Audio & Shock detection), AI-based business intelligence (People/Vehicle/Crowd counting, Queue management, Heatmap), Built-in microSD card slot (Up to 1TB), IP66/IP67, IK10, NEMA 4X, NEMA-TS 2(2.2.7.2-8, 2.2.8, 2.2.9), Operating temp: -40°C~+50°C (-40°F~+122°F), Power: PoE, Metal shielded RJ-45. | info | 1600
Camera - Network | XNB-9003 | 8MP AI Box | X Series | 8MP | Box | NDAA Compliant EOS Limited stock available | X series powered by Wisenet 7 network AI box camera, 1/1.8" progressive CMOS, 8MP @30fps, 0.03 Lux@F1.2 (Color), 0.03 Lux@F1.2 (B/W),30IRE simple focus, triple codec H.265/H.264/MJPEG with WiseStream III, Multiple streaming, 120dB WDR, True Day & Night (ICR), Analytics events based on AI engine (NPU) : Object detection (Person/Face/Vehicle – car, truck, bus, bicycle, motorcycle/Licence plate), IVA (Virtual line/Area, Enter/Exit, Loitering, Direction, Intrusion), Analytics events: Defocus detection, Motion detection, Tampering, Fog detection, Audio detection, Sound classification, Shock detection, Appear/Disappear,Digital Image Stabilization with built-in Gyro sensor, Bi-directional audio and dual SD/SDHC/SDXC slot, USB port for easy installation, PoE/12VDC ※ The lens is not included | Info | 1150
Camera - Network | XNO-C9083R | 8MP AI IR Bullet | X Series | 8MP | Bullet | NDAA compliant | X series powered by Wisenet 7 network AI outdoor vandal bullet camera, 8MP @30fps, 4.4~9.3mm motorized varifocal lens (2.1x), triple codec H.265/H.264/MJPEG with WiseStream III, Multiple streaming, extreme WDR (120dB), Auto Day & Night (ICR), IR viewable length 40m, Next level Cybersecurity, Analytics events based on AI engine (NPU) : Object detection (Person/Face/Vehicle – car, truck, bus, bicycle, motorcycle/License plate),IVA (Virtual line/Area, Enter/Exit, Loitering, Direction, Intrusion), Analytics events : Defocus detection, Motion detection, Tampering, Fog detection Audio detection, Sound classification, Shock detection, Appear/Disappear, Digital Image Stabilization with Built-in Gyro sensor, Bi-directional audio and microSD/SDHC/SDXC slot, IP66/IP67, IK10, NEMA4X, PoE/12VDC | Info | 1750
Camera - Network | XNV-C9083R | 8MP AI IR Vandal Dome | X Series | 8MP | Vandal Dome | NDAA compliant | X series powered by Wisenet 7 network AI IR outdoor vandal dome camera,8MP @30fps, 4.4 ~ 9.3mm motorized varifocal lens (2.1x) (112.1°~47.5°), triple codec H.265/H.264 /MJPEG with WiseStream III, Multiple streaming, 120dB WDR, True Day & Night (ICR), High Powered IR LEDs with IR viewable length 40m, Analytics events based on AI engine (NPU) : Object detection (Person /Face/Vehicle – car, truck, bus, bicycle, motorcycle/Licence plate),IVA (Virtual line/Area, Enter/Exit, Loitering, Direction, Intrusion),Analytics events : Defocus detection, Motion detection, Tampering, Fog detection, HLC, Digital Image Stabilization with Gyro sensor, Bi-directional audio and single microSD/SDHC /SDXC slot, ONVIF S/G/T, USB port for easy installation, IP67/IP66, IK10, Nema 4X, PoE/12VDC, white colour skins included | info | 1750
Camera - Network | XND-C9083RV | 8MP AI IR Dome | X Series | 8MP | Dome | NDAA compliant | X series powered by Wisenet 7 network AI IR indoor vandal dome camera,8MP @30fps, 4.4 ~ 9.3mm motorized varifocal lens (2.1x) (112.1°~47.5°), triple codec H.265/H.264/MJPEG with WiseStream II, Multiple streaming, 120dB WDR, True Day & Night (ICR), High Powered IR LEDs with IR viewable length 40m, Analytics events based on AI engine (NPU) : Object detection (Person /Face/Vehicle – car, truck, bus, bicycle, motorcycle/Licence plate),IVA (Virtual line/Area, Enter/Exit, Loitering, Direction, Intrusion),Analytics events : Defocus detection, Motion detection, Tampering, Fog detection,, HLC, Digital Image Stabilization with Gyro sensor, Bi-directional audio and single microSD/SDHC/SDXC slot, ONVIF S/G/T, USB port for easy installation, IP52, IK10, PoE/12VDC, white skins included | info | 1550
Camera - Network | XNP-C9310R | 8MP 31x AI Focus IR PTZ | X Series | 8MP | PTZ | NDAA compliant | X series Powered by WN7 and AI,8MP (4K UHD) @ 30FPS resolution, 6.91mm~214.64mm (31x) lens with Wise AF intelligent autofocus, adaptive Wise IR (250m), extreme WDR 120dB, Day & Night ICR, H.265, H.264, MJPEG triple codec with WiseStream III (based on AI engine) support, Analytics events based on AI engine:Object detection (Person/Face/ Vehicle/License plate), Virtual line (Crossing/ Direction), Virtual area (Loitering/Intrusion/Enter/Exit), Analytics events: Defocus detection, Motion detection, Tampering, Fog detection, Audio detection, Sound classification (with NW I/O box), AI object auto-tracking (Person/Vehicle) with target lock tracking, BLC, HLC, SSDR, lens heater for water/snow removal, IP66, IP67, IK10, NEMA4X, NEMA-TS 2(2.2.8, 2.2.9), FIPS 140-2, HPoE injector included, Operating Temperature -50°C~+55°C (-58°F ~ +131°F), (Compatible with I/O Box SPM-4210) | Info | 5100
Camera - Network | XNP-C9303RW | 8MP 30x IR AI PTZ with built-in wiper | X Series | 8MP | PTZ | NDAA compliant | X series powered by Wisenet 7 AI network outdoor IR PTZ camera, 8MP @30fps, 30x Optical Zoom Lens (5 ~ 150mm) (57.42º ~ 2.19º), 360° Endless Pan range, 500°/sec Pan speed, Tilt: -20° ~ 90°, triple codec H.265/H.264/MJPEG with WiseStream II, Multiple streaming, extreme WDR (120dB), True Day & Night (ICR), IR viewable length 200m, Analystics events based on AI engine, Defocust / Motion / Fog / Shock detection, Tampering, Virtual area, Classified object (Person/Face/Vehicle/License plate), Attributes (Vehicle type), Object auto tracking(Person/Vehicle), Target lock tracking, Digital Image Stabilization with Built-in Gyro sensor, 2x Micro SD/SDHC/SDXC slots up to 1TB, IP66, IK10, NEMA4X, NEMA-TS2, PoE+, Built-in wiper * Alarm outputs, Audio detection, Sound classification(with NW I/O Box which can be purchased separately) | Info | 5100
Camera - Network | XNP-C9253R | 8MP 25x IR AI PTZ | X Series | 8MP | PTZ | NDAA compliant | X series powered by Wisenet 7 network outdoor AI IR PTZ camera, 8MP @30fps, 25x Optical Zoom Lens (5 ~ 125mm) (57.42º ~ 2.71º), 360° Endless Pan range, 700°/sec Pan speed, Tilt: -20° ~ 90°, triple codec H.265/H.264/MJPEG with WiseStream II, Multiple streaming, extreme WDR (120dB), True Day & Night (ICR), IR viewable length 200m, Analystics events based on AI engine, Defocust / Motion / Fog / Shock detection, Tampering, Virtual area, Classified object (Person/Face/Vehicle/License plate), Attributes (Vehicle type), Object auto tracking(Person/Vehicle), Target lock tracking, Digital Image Stabilization with Built-in Gyro sensor, 2x Micro SD/SDHC/SDXC slots up to 1TB, IP66, IK10, NEMA4X, NEMA-TS2, PoE+ * Alarm outputs, Audio detection, Sound classification(with NW I/O Box which can be purchased separately) | Info | 4750
Camera - Network | XNP-C9253 | 8MP 25x AI PTZ | X Series | 8MP | PTZ | NDAA compliant | X series powered by Wisenet 7 network outdoor AI PTZ camera, 8MP @30fps, 25x Optical Zoom Lens (5 ~ 125mm) (57.42º ~ 2.71º), 360° Endless Pan range, 700°/sec Pan speed, Tilt: -20° ~ 90°, triple codec H.265/H.264/MJPEG with WiseStream II, Multiple streaming, extreme WDR (120dB), True Day & Night (ICR), Analystics events based on AI engine, Defocust / Motion / Fog / Shock detection, Tampering, Virtual area, Classified object (Person/Face/Vehicle/License plate), Attributes (Vehicle type), Object auto tracking(Person/Vehicle), Target lock tracking, Digital Image Stabilization with Built-in Gyro sensor, 2x Micro SD/SDHC/SDXC slots up to 1TB, IP66, IK10, NEMA4X, NEMA-TS2, PoE+ * Alarm outputs, Audio detection, Sound classification(with NW I/O Box which can be purchased separately) | Info | 4500
Camera - Network | PNO-A9311R | 8MP AI IR 31x Zoom Bullet | P Series | 8MP | Bullet | NDAA compliant | P seriesnNetwork AI IR 31x Zoom Bullet Camera, Max 8M resolution @ 30FPS, 0.075Lux@F1.36 (Color), 0Lux (B/W, IR LED on), Day & Night(ICR), 6.91~214.7mm(31x) zoom lens, WiseIR 70m (229.66ft), WDR(120dB) H.265, H.264, MJPEG codec, WiseStreamⅡ, WiseStreamⅢ (Using AI engine), Video Analytics based on AI [ Object detection and classification (Person, Face, Vehicle, License Plate), Face mask detection, Social distancing detection, Slip&Fall detection, Attribute, BestShot] People counting, Heatmap, Queue management based on AI, Face Mask Detection, Social Distancing Detection, Compatible with Wisenet Retail Insight v2.0 for Business Intelligence, Age/gender based People counting, Heatmap, Queue management, Modular structure for easy installation, 2x micro SD card (512GB x2), Operating temperature: -40°C~+55°C(-40°F ~ +131°F), Power: PoE+/12VDC, Metal shielded RJ-45, IP66/IP67/IP6K9K, IK10, NEMA4X | Info | 2550
Camera - Network | PNO-A9081R | 8MP AI IR Bullet | P Series | 8MP | Bullet | NDAA compliant | P series network 8MP AI IR outdoor vandal bullet camera, 8MP @30fps, 4.5~10mm motorized varifocal lens (2.2x), triple codec H.265/H.264/MJPEG with WiseStream II, Multiple streaming, 120dB WDR, True Day & Night (ICR), IR viewable length 30m, Classified object type : Person/Face/Vehicle/License plate with attributes, BestShot per object, Analytics events based on AI engine : Object detection, Directional detection, Digital auto tracking, Enter/Exit, Loitering, Virtual line, Analytics events : Defocus detection, Motion detection, Appear/Disappear, Tampering, Audio detection, Sound classification, Shock detection, Business Analytics, Hallway view, Bi-directional audio and dual microSD/SDHC/SDXC slot, IP66/IP67, IK10+, NEMA4X, PoE+/12VDC | Info | 2050
Camera - Network | PNV-A9081R | 8MP AI IR Outdoor Vandal Dome | P Series | 8MP | Vandal Dome | NDAA compliant | P series network 8MP AI IR outdoor vandal dome camera, Modular structurre X PLUS, 8MP @30fps, 4.5~10mm motorized varifocal lens (2.2x), triple codec H.265/H.264/MJPEG with WiseStream II, Multiple streaming, 120dB WDR, Auto Day & Night (ICR), IR viewable length 30m, Classified object type : Person/Face/Vehicle/License plate with attributes, BestShot per object, Analytics events based on AI engine : Object detection, Directional detection, Digital auto tracking, Enter/Exit, Loitering, Virtual line, Analytics events : Defocus detection, Motion detection, Appear/Disappear, Tampering, Audio detection, Sound classification, Shock detection, Business Analytics, Hallway view, Bi-directional audio and dual microSD/SDHC/SDXC slot, IP66/IP67/ IP6K9K, IK10+, NEMA4X, PoE+/12VDC | Info | 2150
Camera - Network | PND-A9081RV | 4K AI IR Indoor vandal dome | P Series | 8MP | Dome | NDAA compliant | P series network 8MP AI IR indoor dome camera, Modular structurre X PLUS, 8MP @30fps, 4.5~10mm motorized varifocal lens (2.2x), triple codec H.265/H.264/MJPEG with WiseStream II, WiseStream III, Multiple streaming, 120dB WDR, Auto Day & Night (ICR), IR viewable length 30m, Classified object type : Person/Face/Vehicle/License plate with attributes, BestShot per object, Analytics events based on AI engine : Object detection, Directional detection, Digital auto tracking, Enter/Exit, Loitering, Virtual line, Analytics events : Defocus detection, Motion detection, Appear/Disappear, Tampering, Audio detection, Sound classification, Shock detection, Business Analytics, Hallway view, Bi-directional audio and dual microSD/SDHC/SDXC slot, IP52, IK10, PoE+/12VDC | Info | 1950
Camera - Network | PND-A9081RF | 8MP AI IR Flush Mount Indoor Dome | P Series | 8MP | Dome | NDAA compliant | P series network 8MP AI IR indoor flush mount dome camera, Modular structurre X PLUS, 8MP @30fps, 4.5~10mm motorized varifocal lens (2.2x), triple codec H.265/H.264/MJPEG with WiseStream II, WiseStream III, Multiple streaming, 120dB WDR, Auto Day & Night (ICR), IR viewable length 30m, Classified object type : Person/Face/Vehicle/License plate with attributes, BestShot per object, Analytics events based on AI engine : Object detection, Directional detection, Digital auto tracking, Enter/Exit, Loitering, Virtual line, Analytics events : Defocus detection, Motion detection, Appear/Disappear, Tampering, Audio detection, Sound classification, Shock detection, Business Analytics, Hallway view, Bi-directional audio and dual microSD/SDHC/SDXC slot, IP52, IK10, Plenum rate, PoE+/12VDC | Info | 1950
Camera - Network | QNE-C9013RL | 8MP Dual Light AI Outdoor FlatEye | Q Series | 8MP | Flateye | NDAA compliant | Q series network AI outdoor flat-eye camera, 8MP @ 30fps, 3mm fixed focal lens (H: 108°/ V: 59°), triple codec H.265/H.264/MJPEG with Wisestream III, 120dB WDR, Dual Light – White LED range 30m (98ft), IR viewable length 30m (98ft), Motion Detection based on AI engine, Classified object type: Person/Vehicle (vehicle type: car/bus/truck/motorcycle/bicycle); IVA events based on AI engine: Virtual line (Crossing/Direction), Virtual area (Loitering/Intrusion/Enter/Exit/(Dis)Appear), defocus detection, hallway View, SD card, video analytics, IP66/IP67, IK10, PoE, Operating temperature -40°C~+60°C(-40°F ~ +140°F) white color | Info | 750
Camera - Network | QNO-C9083R | 8MP AI IR Bullet | Q Series | 8MP | Bullet | NDAA compliant | Q series AI network IR outdoor bullet camera, 8MP @30fps, 3.2 ~ 10.2mm motorized varifocal lens (3.2x), triple codec H.265/H.264/MJPEG with WiseStream II, Multiple streaming, 120dB WDR, Auto Day & Night (ICR), IR viewable length 30m, Object detection (Person/Vehicle), Vehicle Type AI attribures, Analytics events based on AI engine (motion detection, object detection, virtual line, virtual area), WiseMD (AI Motion detection), LDC (Lens Distortion Correction), Hard coated dome bubble, Gore valve, SD/SDHC/SDXC slot, IP66, IK10, PoE | Info | 930
Camera - Network | QNV-C9083R | 8MP AI IR Vandal Dome | Q Series | 8MP | Vandal Dome | NDAA compliant | Q series AI network IR outdoor vandal dome camera, 8MP @30fps, 3.2 ~ 10.2mm motorized varifocal lens (3.2x), triple codec H.265/H.264/MJPEG with WiseStream II, Multiple streaming, 120dB WDR, Auto Day & Night (ICR), IR viewable length 30m, Object detection (Person/Vehicle), Vehicle Type AI attribures, Analytics events based on AI engine (motion detection, object detection, virtual line, virtual area), WiseMD (AI Motion detection), LDC (Lens Distortion Correction), Hard coated dome bubble, Gore valve, SD/SDHC/SDXC slot, IP66, IK10, PoE | Info | 930
Camera - Network | QNV-C9011R | 8MP AI IRMicro Vandal Dome | Q Series | 8MP | Vandal Dome | NDAA compliant | Q series AI network IR Micro vandal dome camera, 8MP @30fps, 3.0mm fixed lens, triple codec H.265/H.264/MJPEG, Multiple streaming up to 5 profiles, 120dB WDR, Day & Night (ICR), High Powered IR LEDs with IR viewable length 20m, Analytics events based on AI engine: Object detection (Person/Vehicle – car, truck, bus, bicycle, motorcycle),IVA (Virtual line/Area, Enter/Exit, Loitering, Direction, Intrusion),Analytics events : Defocus detection, Tampering, single microSD/SDHC/SDXC slot, ONVIF S/G/T/M, USB port for easy installation, IP66, IK10, NEMA4X, PoE, white | Info | 649
Camera - Network | PNO-A9081RLP | 8MP AI ANPR IR Bullet | P Series | 8MP | Bullet | NDAA compliant | P series network 8MP AI IR outdoor vandal bullet camera with embedded Wisenet Road AI application for ANPR, MMCR (make, model, colour recognition) and vehicle classification analytics, smart search, black/white list, statistics, barrier control, VMS/JSON integration support, Pre-installed with 32GB Micro SD to support 10,000 ANPR images, 8MP @30fps, 4.5~10mm motorized varifocal P iris lens (2.2x), triple codec H.265/H.264/MJPEG with WiseStream II, Multiple streaming, True Day & Night (ICR), IR viewable length 30m, other analytics events: Shock detection, Motion detection, Tampering detection, Defocus detection, Audio detection, Sound classification, Bi-directional audio, 1 Input/1 Output, PoE+/12VDC, IP66/IP67, IK10+, NEMA4X | Info | 2840
Camera - Network | PNO-A9311RLP | 8MP, AI IR Zoom (31x), Bullet Camera with Wisenet Road AI | P Series | 8MP | Bullet | NDAA compliant | P series 8MP AI IR 31x Bullet Camera with Wisenet Road AI application and 32GB SD card - high-speed traffic surveillance with coverage of up to two traffic lanes at speeds of up to 100kmh (65mph) 4K resolution @ 30FPS, 0.05Lux@F1.6 (Color), 0Lux (B/W, IR LED on), Day & Night(ICR), 6.91~214.64mm (31x) zoom lens, WDR(120dB) H.265, H.264, MJPEG codec, Operating temperature: -40°C~+55°C(-40°F ~ +131°F), Power: PoE+/12VDC, Metal shielded RJ-45, IP66/IP67, IK10, NEMA4X. Wisenet Road AI application (Pre-installed) includes: Licence Plate Recognition, Make/Model/Colour Recognition, Vehicle class recognition (Unidentified, Car, SUV, VAN, LCV, Truck, Bus, Bike), List notification, Direction detection (high performance mode only), Smart Search (plate, country, brand, model, colour, vehicle type), Vehicle statistics (by day, week, top 5 brands, top 5 models and types) | Info | 3500
Camera - Network | PNV-A9081RLP | 8MP AI ANPR IR Outdoor Vandal Dome | P Series | 8MP | Vandal Dome | NDAA compliant | P series network 4K AI IR outdoor vandal dome camera with embedded Wisenet Road AI application for ANPR, MMCR (make, model, colour recognition) and vehicle classification analytics, smart search, black/white list, statistics, barrier control, VMS/JSON integration support, Pre-installed with 32GB Micro SD to support 10,000 ANPR images, Modular structurre X PLUS, 8MP @30fps, 4.5~10mm motorized varifocal P iris lens (2.2x), triple codec H.265/H.264/MJPEG with WiseStream II, Multiple streaming, True Day & Night (ICR), IR viewable length 30m, other analytics events: Shock detection, Motion detection, Tampering detection, Defocus detection, Audio detection, Sound classification, Bi-directional audio, 1 Input/1 Output, PoE+/12VDC, IP66/IP67/IP6K9K, IK10+, NEMA4X | Info | 2940
Camera - Network | PNB-A9001LP | 8MP AI ANPR Box | P Series | 8MP | Box | NDAA Compliant EOS Limited stock available | P series network 8MP AI box camera with embedded Wisenet Road AI application for ANPR, MMCR (make, model, colour recognition) and vehicle classification analytics, smart search, black/white list, statistics, barrier control, VMS/JSON integration support, Pre-installed with 32GB Micro SD to support 10,000 ANPR images, 8MP @30fps, Excludes lens (C mount, CS mount), DC auto iris, P iris, Manual, I-CS, triple codec H.265/H.264/MJPEG with WiseStream II, Multiple streaming, Auto Day & Night (ICR), other analytics events: Shock detection, Motion detection, Tampering detection, Defocus detection, Audio detection, Sound classification, Bi-directional audio, 1 Input/1 Output, PoE+/12VDC ※ The lens is not included | Info | 2290
Camera - Network | PNM-9085RQZ1 | 20MP 5MP x 4 Outdoor IR PTRZ Dome | P Series | 20MP | Multi-Sensor | NDAA compliant | P series network outdoor Multi-sensor Multi-Directional IR PTRZ dome camera with Digital Image Stabilization, 4 sensors x 5MP, max 8MP @30fps, 4 x 4.13 ~ 9.4mm motorized varifocal lenses (2.3x), triple codec H.265/H.264/MJPEG with WiseStream II, Multiple streaming, WDR 120dB, Auto Day & Night (ICR), IR viewable length 30m, Advanced Video Analytics and Sound Classification, Motion detection, Hallway view, Fog detection, HLC, Digital Image Stabilization, 4x SD/SDHC/SDXC slot, IP66, IK10, NEMA4X, HPoE/12VDC. Includes HPoE Injector. | Info | 3370
Camera - Network | PNM-9031RV | 15MP IR Panoramic Outdoor Vandal Dome | P Series | 15MP | Multi-Sensor | NDAA compliant | P series network panoramic multi-sensor outdoor dome camera, 4 sensors x 5MP, 192º panoramic stitching, WiseIR 20m, 15MP @20fps, 4.3mm fixed lens, triple codec H.265/H.264/MJPEG with WiseStream II, 120dB WDR, Auto Day & Night (ICR), Advanced Video Analytics, Motion detection, Handover to PTZ, Sound classification, Heatmap, LDC (Lens Distortion Correction), Audio In/Out, dual SD card slot, PoE+, 12VDC, IP66, IK10, NEMA4X | Info | 2950
Camera - Network | XNF-9010RVM | 12MP IR Fisheye Camera | X Series | 12MP | Fisheye | NDAA Compliant | X series powered by Wisenet 7 network 12M AI IR fisheye camera, 12MP @30fps, 1.08mm fixed lens, simple focus, triple codec H.265/H.264/MJPEG with WiseStream II, Multiple streaming, extreme WDR (120dB), True Day & Night (ICR), IR viewable length 10m, Next level Cybersecurity, Licence-free onboard Intelligent Video Analytics, People counting, Heatmap, Queue management, Handover, VariableView Mode, On Board Dewarping, Digital PTZ, Bi-directional audio, 2x microSD/SDHC/SDXC slots up to 1TB, IP66, IK10, NEMA 4X, PoE/12VDC, M12 Connector | Info | 1260
Camera - Network | XNF-9010RV | 12MP IR Fisheye Camera | X Series | 12MP | Fisheye | NDAA Compliant | X series powered by Wisenet 7 network 12M AI IR fisheye camera, 12MP @30fps, 1.08mm fixed lens, simple focus, triple codec H.265/H.264/MJPEG with WiseStream II, Multiple streaming, extreme WDR (120dB), True Day & Night (ICR), IR viewable length 10m, Next level Cybersecurity, Licence-free onboard Intelligent Video Analytics, People counting, Heatmap, Queue management, Handover, VariableView Mode, On Board Dewarping, Digital PTZ, Bi-directional audio, 2x microSD/SDHC/SDXC slots up to 1TB, IP66, IK10, NEMA 4X, PoE/12VDC | Info | 1200
Camera - Network | XNF-9010RS | 12MP IR Outdoor Stainless Steel Vandal Fisheye | X Series | 12MP | Fisheye | NDAA Compliant | X series powered by Wisenet 7 network 4K IR indoor fisheye stainless steel camera, 12MP @30fps, 1.08mm fixed lens, simple focus, triple codec H.265/H.264/MJPEG with WiseStream II, Multiple streaming, extreme WDR (120dB), True Day & Night (ICR), IR viewable length 10m, Next level Cybersecurity, Licence-free onboard Intelligent Video Analytics, People counting, Heatmap, Queue management, Handover, VariableView Mode, On Board Dewarping, Digital PTZ, Bi-directional audio, 2x microSD/SDHC/SDXC slots up to 1TB, IP66, IK10, NEMA 4X, PoE/12VDC | Info | 2150
Camera - Network | PNM-9084RQZ1 | 8MP 2MP x 4 Outdoor IR PTRZ Dome | P Series | 8MP | Multi-Sensor | NDAA compliant | P series network outdoor Multi-sensor Multi-Directional IR PTRZ dome camera with Digital Image Stabilization, 4 sensors x 2MP, max 8MP @60fps, 4 x 3.2 ~ 10mm motorized varifocal lenses (3.1x), triple codec H.265/H.264/MJPEG with WiseStream II, Multiple streaming, WDR 120dB, Auto Day & Night (ICR), IR viewable length 30m, Advanced Video Analytics and Sound Classification, Motion detection, Hallway view, Fog detection, HLC, Digital Image Stabilization, 4x SD/SDHC/SDXC slot, IP66, IK10, NEMA4X, HPoE/12VDC. Includes HPoE Injector. | Info | 2397
Camera - Network | PNM-9084QZ1 | 8MP 2MP x 4 Outdoor PTRZ Dome | P Series | 8MP | Multi-Sensor | NDAA compliant | P series network outdoor Multi-sensor Multi-Directional PTRZ dome camera with Digital Image Stabilization, 4 sensors x 2MP, max 8MP @60fps, 4 x 3 ~ 6mm motorized varifocal lenses (2x), triple codec H.265/H.264/MJPEG with WiseStream II, Multiple streaming, WDR 120dB, Auto Day & Night (ICR), Advanced Video Analytics, Motion detection, Hallway view, Fog detection, HLC, Digital Image Stabilization, 4x SD/SDHC/SDXC slot, IP66, IK10, NEMA4X, HPoE Only. NOTE: HPoE Injector must be purchased separately, please refer to SPO-6011 | Info | 1954
Camera - Network | PNM-12082RVD | 12MP 6MP x 2CH Multi-directional | P Series | 12MP | Multi-Sensor | NDAA compliant | P series network multi-directional dual sensor outdoor vandal dome camera, 2 x 6MP@15fps, 360 degree 25m IR, 3.54~6.69mm motorised varifocal lenses, WiseNR, WiseStream II, ExtremeWDR (150dB), Defog, Hallway View, Analytics Virtual line (Crossing/Direction), Virtual area (Loitering/Enter/Exit), Motion detection, Defocus detection, Tampering, SD Card slot 512GB max, PoE+, Secure by Default, TPM 2.0 (FIPS 140-2), IP66, NEMA4X, IK10. Compatible with SPM-4210 I/O IP box to connect alarms/audio devices and support camera's audio detection and sound classification analytics | Info | 1560
Camera - Network | PNM-9002VQ | Quad Lens Multi-sensor Outdoor Vandal Dome | P Series | 4x 2MP / 5MP | Multi-Sensor | NDAA Compliant EOS Limited stock available | P series network outdoor Multi-sensor Multi-Directional dome camera, 4 sensors x 2MP/5MP, 8MP ~20MP (2MP @ 60fps or 5MP @30fps), 4 fixed lense modules, triple codec H.265/H.264/MJPEG with WiseStream II, Multiple streaming, 150dB WDR @2MP or 120dB WDR @5MP, Auto Day & Night (ICR), Advanced Video Analytics, Motion detection, Hallway view, Fog detection, HLC, Digital Image Stabilization, 4x SD/SDHC/SDXC slot, IP66, IK10, PoE+ 2MP Lens modules (sold separately): SLA-2M2400Q (2.4mm), SLA-2M2800Q (2.8mm), SLA-2M3600Q (3.6mm), SLA-2M6000Q (6mm) 5MP Lens modules (sold separately): SLA-5M3700Q (3.7mm), SLA-5M4600Q (4.6mm), SLA-5M7000Q (7.0mm) | Info | 1445
Camera - Network | XNO-9082R | 8MP IR Bullet | X Series | 8MP | Bullet | NDAA compliant | X series powered by Wisenet 7 network outdoor vandal bullet camera, 8MP @30fps, 2.8~8.4mm motorized varifocal lens (3x), triple codec H.265/H.264/MJPEG with WiseStream II, Multiple streaming, extreme WDR (120dB), Auto Day & Night (ICR), IR viewable length 40m, Next level Cybersecurity, Licence-free onboard Advanced Video Analytics and Business Analytics, Sound Classification, Shock Detection, Audio Playback, Hallway View, Motion detection, Fog detection, Face/upper body detection, Digital Image Stabilization with Built-in Gyro sensor, Bi-directional audio and dual microSD/SDHC/SDXC slot, IP66/IP67, IK10, NEMA4X, PoE/12VDC/24VAC | Info | 1750
Camera - Network | XNV-9082R | 8MP IR Outdoor Vandal Dome | X Series | 8MP | Vandal Dome | NDAA compliant | X series powered by Wisenet 7 network outdoor vandal dome camera, Modular structure X PLUS, 8MP @30fps, 2.8~8.4mm motorized varifocal lens (3x), triple codec H.265/H.264/MJPEG with WiseStream II, Multiple streaming, extreme WDR (120dB), Auto Day & Night (ICR), IR viewable length 40m, Next level Cybersecurity, Licence-free onboard Advanced Video Analytics and Business Analytics, Sound Classification, Shock Detection, Audio Playback, Hallway View, Motion detection, Fog detection, Face/upper body detection, Digital Image Stabilization with Built-in Gyro sensor, Bi-directional audio and dual microSD/SDHC/SDXC slot, IP66/IP67/IP6K9K, IK10+, NEMA4X, PoE/12VDC | Info | 1750
Camera - Network | XND-9082RF | 8MP IR Flush Mount Indoor Dome | X Series | 8MP | Dome | NDAA compliant | X series powered by Wisenet 7 network indoor flush mount dome camera, Modular structure X PLUS, 8MP @30fps, 2.8~8.4mm motorized varifocal lens (3x), triple codec H.265/H.264/MJPEG with WiseStream II, Multiple streaming, extreme WDR (120dB), Auto Day & Night (ICR), IR viewable length 40m, Next level Cybersecurity, Licence-free onboard Advanced Video Analytics and Business Analytics, Sound Classification, Shock Detection, Audio Playback, Hallway View, Motion detection, Fog detection, Face/upper body detection, Digital Image Stabilization with Built-in Gyro sensor, Bi-directional audio and dual microSD/SDHC/SDXC slot, IP52, IK10, Plenum rate, PoE/12VDC | Info | 1500
Camera - Network | XND-9082RV | 8MP IR Indoor Dome | X Series | 8MP | Dome | NDAA compliant | X series powered by Wisenet 7 network indoor vandal dome camera, Modular structure X PLUS, 8MP @30fps, 2.8~8.4mm motorized varifocal lens (3x), triple codec H.265/H.264/MJPEG with WiseStream II, Multiple streaming, extreme WDR (120dB), Auto Day & Night (ICR), IR viewable length 40m, Next level Cybersecurity, Licence-free onboard Advanced Video Analytics and Business Analytics, Sound Classification, Shock Detection, Audio Playback, Hallway View, Motion detection, Fog detection, Face/upper body detection, Digital Image Stabilization with Built-in Gyro sensor, Bi-directional audio and dual microSD/SDHC/SDXC slot, IP52, IK10, PoE/12VDC | Info | 1500
Camera - Network | XNB-9002 | 8MP Box | X Series | 8MP | Box | NDAA Compliant EOS Limited stock available | X series powered by Wisenet 7 network box camera, 8MP @30fps, triple codec H.265/H.264/MJPEG with WiseStream II, Multiple streaming, extremeWDR, Auto Day & Night (ICR), Next level Cybersecurity, Licence-free onboard Advanced Video Analytics and Business Analytics, Sound Classification, Shock Detection, Audio Playback, Hallway View, Motion detection, Fog detection, Face/upper body detection, Digital Image Stabilization with Built-in Gyro sensor, Bi-directional audio and dual microSD/SDHC/SDXC slot, PoE/12VDC/24VAC ※ The lens is not included | Info | 1000
Camera - Network | XNP-9300RW | 4K 30x IR Outdoor PTZ | X Series | 8MP | PTZ | NDAA Compliant EOS Limited stock available | X series powered by Wisenet 7 network IR outdoor PTZ camera with built-in wiper, 8MP @30fps, 30X Optical Zoom Lens (5 ~ 150mm) (57.42º ~ 2.19º), 360° Endless Pan range, 500°/sec Pan speed, Tilt: -20° ~ 90°, triple codec H.265/H.264/MJPEG with WiseStream II, Multiple streaming, extreme WDR (120dB), True Day & Night (ICR), IR viewable length 200m, Intelligent Video Analytics, Motion detection, Fog detection, Tampering, Object auto tracking(Person/Vehicle), Target lock tracking, Digital Image Stabilization with Built-in Gyro sensor, 2x Micro SD/SDHC/SDXC slots up to 1TB, IP66, IK10, NEMA4X, HPoE * Alarm outputs, Audio detection, Sound classification(with NW I/O Box which can be purchased separately) | Info | 5010
Camera - Network | XNP-9250R | 4K 25x IR Outdoor PTZ | X Series | 8MP | PTZ | NDAA compliant | X series powered by Wisenet 7 network IR outdoor PTZ camera, 8MP @30fps, 25x Optical Zoom Lens (5 ~ 125mm) (57.42º ~ 2.71º), 360° Endless Pan range, 700°/sec Pan speed, Tilt: -20° ~ 90°, triple codec H.265/H.264/MJPEG with WiseStream II, Multiple streaming, extreme WDR (120dB), True Day & Night (ICR), IR viewable length 200m, Intelligent Video Analytics, Motion detection, Fog detection, Tampering, Object auto tracking(Person/Vehicle), Target lock tracking, Digital Image Stabilization with Built-in Gyro sensor, 2x Micro SD/SDHC/SDXC slots up to 1TB, IP66, IK10, NEMA4X, NEMA-TS2, HPoE * Alarm outputs, Audio detection, Sound classification (with NW I/O Box which can be purchased separately) | Info | 4790
Camera - Network | XNP-9250 | 4K 25x Outdoor PTZ | X Series | 8MP | PTZ | NDAA Compliant EOS Limited stock available | X series powered by Wisenet 7 network outdoor PTZ camera, 8MP @30fps, 25x Optical Zoom Lens (5 ~ 125mm) (57.42º ~ 2.71º), 360° Endless Pan range, 700°/sec Pan speed, Tilt: -20° ~ 90°, triple codec H.265/H.264/MJPEG with WiseStream II, Multiple streaming, extreme WDR (120dB), True Day & Night (ICR), Intelligent Video Analytics, Motion detection, Fog detection, Tampering, Object auto tracking(Person/Vehicle), Target lock tracking, Digital Image Stabilization with Built-in Gyro sensor, 2x Micro SD/SDHC/SDXC slots up to 1TB, IP66, IK10, NEMA4X, NEMA-TS2, HPoE * Alarm outputs, Audio detection, Sound classification (with NW I/O Box which can be purchased separately) | Info | 4430
Camera - Network | PNM-9000QB | 4x 2MP Covert Main Module | P Series | 8MP | Box | NDAA compliant | P series powered by Wisenet 7 remote head cam, 4CHx 2MP @60fps, triple codec H.265/H.264/MJPEG with WiseStream II, Multiple streaming, 120dB WDR, Advanced Video Analytics and Sound Classification and Business Analytics, Motion detection, Fog detection, HLC, Handover, Digital Image Stabilization, Bi-directional audio and SD/SDHC/SDXC slot, USB port for easy installation, PoE/12VDC, Compatible with following lens modules SLA-T2480A, SLA-T2480VA, SLA-T4680A, SLA-T4680VA, SLA-T1080FA (not included) ※ The lens is not included | Info | 670
Camera - Network | QNF-9010 | 12MP Indoor Fisheye | Q Series | 12MP | Fisheye | NDAA compliant | Q series network indoor fisheye, 12MP CMOS sensor, 3008x3008 @ 30fps, 1.08mm fixed lens(187°), triple codec H.265/H.264/MJPEG with WiseStream II technology, 120dB WDR, defocus, motiion detection, tampering, people counting, heatmap, SD/SDHC/SDXC slot, HLC, PoE, IP42 | Info | 874
Camera - Network | TNF-9010 | 12MP Sensor Fisheye Parking Guidance | T Series | 12MP | Fisheye | NDAA Compliant | T series powered by Wisenet 7 network 12MP sensor Fisheye Camera - For parking guidance, 12MP @30fps, Stereographic type lens, 360° monitoring with onboard dewarping, triple codec H.265/H.264/MJPEG with WiseStream II, Multiple streaming, extreme WDR (120dB), up to 16 lots, various LED colours & single/split mode, Central/side raceway installations AI based parking detection, VariableView Mode, Digital PTZ, Defocus/audio detection and tampering, microSD/SDHC/SDXC 1 slot up to 512GB, PoE/12VDC | Info | 1200
6MP Cameras
Camera - Network | XNV-8093R | 6MP AI IR Vandal Dome | X Series | 6MP | Vandal Dome | NDAA compliant | X series powered by Wisenet 7 AI network IR outdoor vandal dome camera, Modular structure X PLUS, 6MP @30fps, 10.9 ~ 29mm motorized varifocal lens (2.7x) (42°~15°), triple codec H.265/H.264 /MJPEG with WiseStream III, Multiple streaming, 120dB WDR, True Day & Night (ICR), High Powered IR LEDs with IR viewable length 70m, Analytics events based on AI engine (NPU) : Object detection (Person /Face/Vehicle – car, truck, bus, bicycle, motorcycle/Licence plate),IVA (Virtual line/Area, Enter/Exit, Loitering, Direction, Intrusion),Analytics events : Defocus detection, Motion detection, Tampering, Fog detection, HLC, Digital Image Stabilization with Gyro sensor, Bi-directional audio and dual microSD/SDHC /SDXC slot, ONVIF S/G/T, USB port for easy installation, IP67/IP66/IP6K9K, IK10+, Nema 4X, PoE+/12VDC, white colour skins included | Info | 2000
Camera - Network | XND-8093RV | 6MP AI IR Dome | X Series | 6MP | Dome | NDAA compliant | X series powered by Wisenet 7 AI network IR indoor vandal dome camera, Modular structure X PLUS, 6MP @30fps, 10.9 ~ 29.0mm motorized varifocal lens (2.7x) (42.0~15.0°), triple codec H.265/H.264/MJPEG with WiseStream II, Multiple streaming, 120dB WDR, True Day & Night (ICR), High Powered IR LEDs with IR viewable length 70m, Analytics events based on AI engine (NPU) : Object detection (Person/Face/ Vehicle – car, truck, bus, bicycle, motorcycle/Licence plate),IVA (Virtual line/Area, Enter/Exit, Loitering, Direction, Intrusion),Analytics events : Defocus detection, Motion detection, Tampering, Fog detection, HLC, Digital Image Stabilization with Gyro sensor, Bi-directional audio and dual microSD/SDHC /SDXC slot, ONVIF S/G/T, USB port for easy installation, IP52, IK10, PoE+/12VDC, white colour skins included | info | 1800
Camera - Network | XNO-8083R | 6MP AI IR Bullet | X Series | 6MP | Bullet | NDAA compliant | X series powered by Wisenet 7 AI network outdoor vandal bullet camera, 6MP @30fps, 4.4~9.3mm motorized varifocal lens (2.1x), triple codec H.265/H.264/MJPEG with WiseStream III, Multiple streaming, extreme WDR (120dB), Auto Day & Night (ICR), IR viewable length 50m, Next level Cybersecurity, Analytics events based on AI engine (NPU) : Object detection (Person/Face/Vehicle – car, truck, bus, bicycle, motorcycle/License plate),IVA (Virtual line/Area, Enter/Exit, Loitering, Direction, Intrusion), Analytics events : Defocus detection, Motion detection, Tampering, Fog detection Audio detection, Sound classification, Shock detection, Appear/Disappear, Digital Image Stabilization with Built-in Gyro sensor, Bi-directional audio and dual microSD/SDHC/SDXC slot, IP66/IP67, IK10, NEMA4X, PoE+/12VDC | Info | 1800
Camera - Network | XNV-8083R | 6MP AI IR Vandal Dome | X Series | 6MP | Vandal Dome | NDAA compliant | X series powered by Wisenet 7 AI network IR outdoor vandal dome camera, Modular structure X PLUS, 6MP @30fps, 4.4 ~ 9.3mm motorized varifocal lens (2.1x) (112.1°~47.5°), triple codec H.265/H.264 /MJPEG with WiseStream III, Multiple streaming, 120dB WDR, True Day & Night (ICR), High Powered IR LEDs with IR viewable length 50m, Analytics events based on AI engine (NPU) : Object detection (Person /Face/Vehicle – car, truck, bus, bicycle, motorcycle/Licence plate),IVA (Virtual line/Area, Enter/Exit, Loitering, Direction, Intrusion),Analytics events : Defocus detection, Motion detection, Tampering, Fog detection, HLC, Digital Image Stabilization with Gyro sensor, Bi-directional audio and dual microSD/SDHC /SDXC slot, ONVIF S/G/T, USB port for easy installation, IP67/IP66/IP6K9K, IK10+, Nema 4X, PoE+/12VDC, white colour skins included | Info | 1800
Camera - Network | XNV-8083RZ | 6MP AI IR Vandal Dome | X Series | 6MP | Vandal Dome | NDAA compliant | X series powered by Wisenet 7 AI network IR vandal dome camera, Modular structure X PLUS, 6MP @30fps, 4.4 ~ 9.3mm motorized varifocal lens (2.1x), Colour 0.03 Lux (F1.3, 1/30sec, 30IRE), BW 0 Lux (IR LED on), IR viewable length: 30m(98.43ft) based on scene, Day & Night (ICR), extremeWDR (120 dB), WiseNRⅡ, WiseStreamⅢ, Analytics events based on AI engine (NPU) : Object detection (Person /Face/Vehicle – car, truck, bus, bicycle, motorcycle/Licence plate), IVA (Virtual line/Area, Enter/Exit, Loitering, Direction, Intrusion), Analytics events : Defocus detection, Motion detection, Tampering, Fog detection, Audio detection, Sound classification, Shock detection, Appear/Disappear, IP66/IP67/IP6K9K, NEMA4X, IK10+, Hard-coated dome bubble | info | 1850
Camera - Network | XNV-8083Z | 6MP AI Vandal Dome | X Series | 6MP | Vandal Dome | NDAA compliant | X series powered by Wisenet 7 AI network non IR vandal dome camera, Modular structure X PLUS, 6MP @30fps, 4.4 ~ 9.3mm motorized varifocal lens (2.1x), Colour 0.03 Lux (F1.3, 1/30sec, 30IRE), BW 0 Lux (IR LED on), Day & Night (ICR), extremeWDR (120 dB), WiseNRⅡ, WiseStreamⅢ, Analytics events based on AI engine (NPU) : Object detection (Person /Face/Vehicle – car, truck, bus, bicycle, motorcycle/Licence plate), IVA (Virtual line/Area, Enter/Exit, Loitering, Direction, Intrusion), Analytics events : Defocus detection, Motion detection, Tampering, Fog detection, Audio detection, Sound classification, Shock detection, Appear/Disappear, IP66/IP67/IP6K9K, NEMA4X, IK10+, Hard-coated dome bubble | info | 1850
Camera - Network | XND-8083RV | 6MP AI IR Dome | X Series | 6MP | Dome | NDAA compliant | X series powered by Wisenet 7 AI network IR indoor vandal dome camera, Modular structure X PLUS, 6MP @30fps, 4.4 ~ 9.3mm motorized varifocal lens (2.1x) (112.1°~47.5°), triple codec H.265/H.264/MJPEG with WiseStream II, Multiple streaming, 120dB WDR, True Day & Night (ICR), High Powered IR LEDs with IR viewable length 50m, Analytics events based on AI engine (NPU) : Object detection (Person/Face/ Vehicle – car, truck, bus, bicycle, motorcycle/Licence plate),IVA (Virtual line/Area, Enter/Exit, Loitering, Direction, Intrusion),Analytics events : Defocus detection, Motion detection, Tampering, Fog detection, HLC, Digital Image Stabilization with Gyro sensor, Bi-directional audio and dual microSD/SDHC /SDXC slot, ONVIF S/G/T, USB port for easy installation, IP52, IK10, PoE+/12VDC, white colour skins included | info | 1550
Camera - Network | XNB-8003 | 6MP AI Box | X Series | 6MP | Box | NDAA Compliant EOS Limited stock available | X series AI powered by Wisenet 7 AI network box camera, 1/1.8" progressive CMOS, 6MP @30fps, 0.03 Lux@F1.2 (Color), 0.03 Lux@F1.2 (B/W),30IRE simple focus, triple codec H.265/H.264/MJPEG with WiseStream III, Multiple streaming, 120dB WDR, True Day & Night (ICR), Analytics events based on AI engine (NPU) : Object detection (Person/Face/Vehicle – car, truck, bus, bicycle, motorcycle/Licence plate), IVA (Virtual line/Area, Enter/Exit, Loitering, Direction, Intrusion), Analytics events: Defocus detection, Motion detection, Tampering, Fog detection, Audio detection, Sound classification, Shock detection, Appear/Disappear,Digital Image Stabilization with built-in Gyro sensor, Bi-directional audio and dual SD/SDHC/SDXC slot, USB port for easy installation, PoE/12VDC ※ The lens is not included | Info | 1050
Camera - Network | XNO-C8083R | 6MP AI IR Bullet | X Series | 6MP | Bullet | NDAA compliant | X series powered by Wisenet 7 AI network outdoor vandal bullet camera, 6MP @30fps, 4.4~9.3mm motorized varifocal lens (2.1x), triple codec H.265/H.264/MJPEG with WiseStream III, Multiple streaming, extreme WDR (120dB), Auto Day & Night (ICR), IR viewable length 40m, Next level Cybersecurity, Analytics events based on AI engine (NPU) : Object detection (Person/Face/Vehicle – car, truck, bus, bicycle, motorcycle/License plate),IVA (Virtual line/Area, Enter/Exit, Loitering, Direction, Intrusion), Analytics events : Defocus detection, Motion detection, Tampering, Fog detection Audio detection, Sound classification, Shock detection, Appear/Disappear, Digital Image Stabilization with Built-in Gyro sensor, Bi-directional audio and microSD/SDHC/SDXC slot, IP66/IP67, IK10, NEMA4X, PoE+/12VDC | Info | 1550
Camera - Network | XNV-C8083R | 6MP AI IR Vandal Dome | X Series | 6MP | Vandal Dome | NDAA compliant | X series powered by Wisenet 7 AI network IR outdoor vandal dome camera,6MP @30fps, 4.4 ~ 9.3mm motorized varifocal lens (2.1x) (112.1°~47.5°), triple codec H.265/H.264 /MJPEG with WiseStream III, Multiple streaming, 120dB WDR, True Day & Night (ICR), High Powered IR LEDs with IR viewable length 40m, Analytics events based on AI engine (NPU) : Object detection (Person /Face/Vehicle – car, truck, bus, bicycle, motorcycle/Licence plate),IVA (Virtual line/Area, Enter/Exit, Loitering, Direction, Intrusion),Analytics events : Defocus detection, Motion detection, Tampering, Fog detection, HLC, Digital Image Stabilization with Gyro sensor, Bi-directional audio and single microSD/SDHC /SDXC slot, ONVIF S/G/T, USB port for easy installation, IP67/IP66, IK10, Nema 4X, PoE/12VDC, white colour skins included | info | 1550
Camera - Network | XND-C8083RV | 6MP AI IR Dome | X Series | 6MP | Dome | NDAA compliant | X series powered by Wisenet 7 AI network IR indoor vandal dome camera,6MP @30fps, 4.4 ~ 9.3mm motorized varifocal lens (2.1x) (112.1°~47.5°), triple codec H.265/H.264/MJPEG with WiseStream II, Multiple streaming, 120dB WDR, True Day & Night (ICR), High Powered IR LEDs with IR viewable length 40m, Analytics events based on AI engine (NPU) : Object detection (Person /Face/Vehicle – car, truck, bus, bicycle, motorcycle/Licence plate),IVA (Virtual line/Area, Enter/Exit, Loitering, Direction, Intrusion),Analytics events : Defocus detection, Motion detection, Tampering, Fog detection,, HLC, Digital Image Stabilization with Gyro sensor, Bi-directional audio and single microSD/SDHC/SDXC slot, ONVIF S/G/T, USB port for easy installation, IP52, IK10, PoE/12VDC, white skins included | info | 1350
Camera - Network | XNP-C8303RW | 6MP 30x IR AI PTZ with built-in wiper | X Series | 6MP | PTZ | NDAA compliant | X series powered by Wisenet 7 AI network outdoor IR PTZ camera, 6MP @30fps, 25x Optical Zoom Lens (5 ~ 150mm) (57.42º ~ 2.19º), 360° Endless Pan range, 350°/sec Pan speed, Tilt: -20° ~ 90°, triple codec H.265/H.264/MJPEG with WiseStream II, Multiple streaming, extreme WDR (120dB), True Day & Night (ICR), Viewable IR length 200m, Analystics events based on AI engine, Defocust / Motion / Fog / Shock detection, Tampering, Virtual area, Classified object (Person/Face/Vehicle/License plate), Attributes (Vehicle type), Object auto tracking(Person/Vehicle), Target lock tracking, Digital Image Stabilization with Built-in Gyro sensor, 2x Micro SD/SDHC/SDXC slots up to 1TB, IP66, IK10, NEMA4X, NEMA-TS2, HPoE, Built-in wiper * Alarm outputs, Audio detection, Sound classification(with NW I/O Box which can be purchased separately) | Info | 4750
Camera - Network | XNP-C8253R | 6MP 25x IR AI PTZ | X Series | 6MP | PTZ | NDAA compliant | X series powered by Wisenet 7 AI network outdoor IR PTZ camera, 6MP @30fps, 25x Optical Zoom Lens (5 ~ 125mm) (57.42º ~ 2.71º), 360° Endless Pan range, 700°/sec Pan speed, Tilt: -20° ~ 90°, triple codec H.265/H.264/MJPEG with WiseStream II, Multiple streaming, extreme WDR (120dB), True Day & Night (ICR), Viewable IR length 200m, Analystics events based on AI engine, Defocust / Motion / Fog / Shock detection, Tampering, Virtual area, Classified object (Person/Face/Vehicle/License plate), Attributes (Vehicle type), Object auto tracking(Person/Vehicle), Target lock tracking, Digital Image Stabilization with Built-in Gyro sensor, 2x Micro SD/SDHC/SDXC slots up to 1TB, IP66, IK10, NEMA4X, NEMA-TS2, HPoE * Alarm outputs, Audio detection, Sound classification(with NW I/O Box which can be purchased separately) | Info | 4450
Camera - Network | XNP-C8253 | 6MP 25x AI PTZ | X Series | 6MP | PTZ | NDAA compliant | X series powered by Wisenet 7 AI network outdoor PTZ camera, 6MP @30fps, 25x Optical Zoom Lens (5 ~ 125mm) (57.42º ~ 2.71º), 360° Endless Pan range, 700°/sec Pan speed, Tilt: -20° ~ 90°, triple codec H.265/H.264/MJPEG with WiseStream II, Multiple streaming up to 10 profiles, extreme WDR (120dB), True Day & Night (ICR), Analystics events based on AI engine, Defocust / Motion / Fog / Shock detection, Tampering, Virtual area, Classified object (Person/Face/Vehicle/License plate), Attributes (Vehicle type), Object auto tracking(Person/Vehicle), Target lock tracking, Digital Image Stabilization with Built-in Gyro sensor, 2x Micro SD/SDHC/SDXC slots up to 1TB, IP66, IK10, NEMA4X, NEMA-TS2, PoE+ * Alarm outputs, Audio detection, Sound classification(with NW I/O Box which can be purchased separately) | Info | 4200
Camera - Network | XNO-8082R | 6MP IR Bullet | X Series | 6MP | Bullet | NDAA compliant | X series powered by Wisenet 7 network outdoor vandal bullet camera, 6MP @30fps, 2.8~8.4mm motorized varifocal lens (3x), triple codec H.265/H.264/MJPEG with WiseStream II, Multiple streaming, extreme WDR (120dB), Auto Day & Night (ICR), IR viewable length 40m, Next level Cybersecurity, Licence-free onboard Advanced Video Analytics and Business Analytics, Sound Classification, Shock Detection, Audio Playback, Hallway View, Motion detection, Fog detection, Face/upper body detection, Digital Image Stabilization with Built-in Gyro sensor, Bi-directional audio and dual microSD/SDHC/SDXC slot, IP66/IP67, IK10, NEMA4X, PoE/12VDC/24VAC | Info | 1550
Camera - Network | XNV-8082R | 6MP IR Outdoor Vandal Dome | X Series | 6MP | Vandal Dome | NDAA compliant | X series powered by Wisenet 7 network outdoor vandal dome camera, Modular structure X PLUS, 6MP @30fps, 2.8~8.4mm motorized varifocal lens (3x), triple codec H.265/H.264/MJPEG with WiseStream II, Multiple streaming, extreme WDR (120dB), Auto Day & Night (ICR), IR viewable length 40m, Next level Cybersecurity, Licence-free onboard Advanced Video Analytics and Business Analytics, Sound Classification, Shock Detection, Audio Playback, Hallway View, Motion detection, Fog detection, Face/upper body detection, Digital Image Stabilization with Built-in Gyro sensor, Bi-directional audio and dual microSD/SDHC/SDXC slot, IP66/IP67/IP6K9K, IK10+, NEMA4X, PoE/12VDC | Info | 1550
Camera - Network | XND-8082RF | 6MP IR Flush Mount Dome | X Series | 6MP | Dome | NDAA compliant | X series powered by Wisenet 7 network indoor flush mount dome camera, Modular structure X PLUS, 6MP @30fps, 2.8~8.4mm motorized varifocal lens (3x), triple codec H.265/H.264/MJPEG with WiseStream II, Multiple streaming, extreme WDR (120dB), Auto Day & Night (ICR), IR viewable length 40m, Next level Cybersecurity, Licence-free onboard Advanced Video Analytics and Business Analytics, Sound Classification, Shock Detection, Audio Playback, Hallway View, Motion detection, Fog detection, Face/upper body detection, Digital Image Stabilization with Built-in Gyro sensor, Bi-directional audio and dual microSD/SDHC/SDXC slot, IP52, IK10, Plenum rate, PoE/12VDC | Info | 1350
Camera - Network | XND-8082RV | 6MP IR Indoor Dome | X Series | 6MP | Dome | NDAA compliant | X series powered by Wisenet 7 network indoor vandal dome camera, Modular structure X PLUS, 6MP @30fps, 2.8~8.4mm motorized varifocal lens (3x), triple codec H.265/H.264/MJPEG with WiseStream II, Multiple streaming, extreme WDR (120dB), Auto Day & Night (ICR), IR viewable length 40m, Next level Cybersecurity, Licence-free onboard Advanced Video Analytics and Business Analytics, Sound Classification, Shock Detection, Audio Playback, Hallway View, Motion detection, Fog detection, Face/upper body detection, Digital Image Stabilization with Built-in Gyro sensor, Bi-directional audio and dual microSD/SDHC/SDXC slot, IP52, IK10, PoE/12VDC | Info | 1350
Camera - Network | XNB-8002 | 6MP Box | X Series | 6MP | Box | NDAA Compliant EOS Limited stock available | X series powered by Wisenet 7 network box camera, 6MP @30fps, triple codec H.265/H.264/MJPEG with WiseStream II, Multiple streaming, extreme WDR (120dB), Auto Day & Night (ICR), Next level Cybersecurity, Licence-free onboard Advanced Video Analytics and Business Analytics, Sound Classification, Shock Detection, Audio Playback, Hallway View, Motion detection, Fog detection, Face/upper body detection, Digital Image Stabilization with Built-in Gyro sensor, Bi-directional audio and dual microSD/SDHC/SDXC slot, PoE/12VDC/24VAC ※ The lens is not included | Info | 950
Camera - Network | XNF-8010RVM | 6MP Mobile IR Vandal Fisheye | X Series | 6MP | Fisheye | NDAA compliant | X series powered by Wisenet 5 network mobile vandal fisheye, 6MP CMOS sensor, 2048x2048 @ 30fps, 1.6mm fixed lens (192°), triple codec H.265/H.264/MJPEG with WiseStream II technology, 120dB WDR, USB port for easy installation, advanced video, sound classification and business analytics, high powered IR LEDs range of 49', simple focus, dual SD card, HLC, defog detection, DIS, For Mobile Application (M12 Connector) RJ45 to M12 adapter is NOT included, 12VDC/PoE, IP66, IK10, -40°C ~ +55°C (-40°F ~ +131°F) | Info | 1028
Camera - Network | XNF-8010RV | 6MP IR Vandal Fisheye | X Series | 6MP | Fisheye | NDAA compliant | X series powered by Wisenet 5 network outdoor vandal fisheye, 6MP CMOS sensor, 2048x2048 @ 30fps, 1.6mm fixed lens (192°), triple codec H.265/H.264/MJPEG with WiseStream II technology, 120dB WDR, USB port for easy installation, advanced video, sound classification and business analytics, high powered IR LEDs range of 49', simple focus, dual SD card, HLC, defog detection, DIS, 12VDC/PoE, IP66, IK10, -40°C ~ +55°C (-40°F ~ +131°F) | Info | 964
Camera - Network | XNF-8010R | 6MP IR Indoor Fisheye | X Series | 6MP | Fisheye | NDAA compliant | X series powered by Wisenet 5 network indoor fisheye, 6MP CMOS sensor, 2048x2048 @ 30fps, 1.6mm fixed lens (192°), triple codec H.265/H.264/MJPEG with WiseStream II technology, 120dB WDR, USB port for easy installation, advanced video, sound classification and business analytics, high powered IR LEDs range of 49', simple focus, dual SD card, HLC, defog detection, DIS, 12VDC/PoE | Info | 900
Camera - Network | XNP-8300RW | 6MP 30x IR Outdoor PTZ | X Series | 6MP | PTZ | NDAA Compliant EOS Limited stock available | X series powered by Wisenet 7 network IR outdoor PTZ camera with built-in wiper, 6MP @30fps, 30X Optical Zoom Lens (5 ~ 150mm) (57.42º ~ 2.19º), 360° Endless Pan range, 500°/sec Pan speed, Tilt: -20° ~ 90°, triple codec H.265/H.264/MJPEG with WiseStream II, Multiple streaming, extreme WDR (120dB), True Day & Night (ICR), IR viewable length 200m, Intelligent Video Analytics, Motion detection, Fog detection, Tampering, Object auto tracking(Person/Vehicle), Target lock tracking, Digital Image Stabilization with Built-in Gyro sensor, 2x Micro SD/SDHC/SDXC slots up to 1TB, IP66, IK10, NEMA4X, HPoE * Alarm outputs, Audio detection, Sound classification(with NW I/O Box which can be purchased separately) | Info | 4580
Camera - Network | XNP-8250R | 6MP 25x IR Outdoor PTZ | X Series | 6MP | PTZ | NDAA Compliant EOS Limited stock available | X series powered by Wisenet 7 network IR outdoor PTZ camera, 6MP @30fps, 25x Optical Zoom Lens (5 ~ 125mm) (57.42º ~ 2.71º), 360° Endless Pan range, 700°/sec Pan speed, Tilt: -20° ~ 90°, triple codec H.265/H.264/MJPEG with WiseStream II, Multiple streaming, extreme WDR (120dB), True Day & Night (ICR), IR viewable length 200m, Intelligent Video Analytics, Motion detection, Fog detection, Tampering, Object auto tracking(Person/Vehicle), Target lock tracking, Digital Image Stabilization with Built-in Gyro sensor, 2x Micro SD/SDHC/SDXC slots up to 1TB, IP66, IK10, NEMA4X, NEMA-TS2, HPoE * Alarm outputs, Audio detection, Sound classification(with NW I/O Box which can be purchased separately) | Info | 4350
Camera - Network | PNM-8082VT | 3x 2MP Outdoor Dome | P Series | 6MP | Multi-Sensor | NDAA compliant | P series powered by Wisenet 7 network outdoor Multi-sensor Multi-Directional dome camera, 3 sensors x 2MP, max 6MP @30fps, 3 x 3 ~ 6mm motorized varifocal lenses (2x), triple codec H.265/H.264/MJPEG with WiseStream II, Multiple streaming, extremeWDR 150dB, Auto Day & Night (ICR), Advanced Video Analytics, Motion detection, Hallway view, HLC, Digital Image Stabilization, 2x SD/SDHC/SDXC slot, IP66, IK10, NEMA4X, PoE+ | Info | 1870
Camera - Network | QNF-8010 | 6MP Indoor Fisheye | Q Series | 6MP | Fisheye | NDAA compliant | Q series network indoor fisheye, 6MP CMOS sensor, 2048x2048 @ 30fps, 1.14mm fixed lens (187°), triple codec H.265/H.264/MJPEG with WiseStream II technology, 120dB WDR, defocus, motion detection, tampering, people counting, heatmap, SD/SDHC/SDXC slot, HLC, PoE, IP42 | Info | 621
5MP Cameras
Camera - Network | XND-A8084RV | 5MP AI IR Indoor Dome | X Series | 5MP | Dome | NDAA compliant | Powered by WN9, Indoor Network AI IR Dome Camera, 5MP resolution @ 30FPS, 3.3~9.3mm (2.8x), (99°~31°) motorized varifocal lens, H.265/H.264/MJPEG codec, IR viewable length 40m (131.2ft), USB-C port for easy installation, Day & Night (ICR), extremeWDR (120dB), Hard-coated dome bubble, DIS with built-in gyro sensor, Handover, AI-based WiseStream, WiseNR Ⅱ (using AI engine), Dynamic privacy mask, IVA events based on AI engine (Motion & Object detection, Line crossing, IVA area, Slip & Fall, Sound classification), Classified object types (Person/Face/Vehicle/License plate), Object attributes (Person: Gender/Top/Bottom clothing color/Bag, Face: Age/Gender/Mask/Glasses, Vehicle: type/color), BestShot, Analytics events (Defocus, Motion, Tampering, Fog, Audio & Shock detection), AI-based business intelligence (People/Vehicle/Crowd counting, Queue management, Heatmap), Built-in microSD card slot (Up to 1TB), IP52, IK10, Operating temperature: -10°C~+50°C (14°F~+122°F), Power: PoE, Metal shielded RJ-45. | Info | 1250
Camera - Network | XNO-A8084R | 5MP AI IR Bullet | X Series | 5MP | Bullet | NDAA compliant | Powered by WN9, Outdoor Network AI IR Vandal Bullet Camera, 5MP resolution @ 30FPS, 3.3~9.3mm (2.8x) (113°~47°) motorized varifocal lens, H.265/H.264/MJPEG codec, IR viewable length 40m (131.2ft), USB-C port for easy installation, Day & Night (ICR), extremeWDR (120dB), Hard-coated dome bubble, DIS with built-in gyro sensor, Handover, AI-based WiseStream, WiseNR Ⅱ (using AI engine), Dynamic privacy mask, IVA events based on AI engine (Motion & Object detection, Line crossing, IVA area, Slip & Fall, Sound classification), Classified object types (Person/Face/Vehicle/License plate), Object attributes (Person: Gender/Top/Bottom clothing color/Bag, Face: Age/Gender/Mask/Glasses, Vehicle: type/color), BestShot, Analytics events (Defocus, Motion, Tampering, Fog, Audio & Shock detection), AI-based business intelligence (People/Vehicle/Crowd counting, Queue management, Heatmap), Built-in microSD card slot (Up to 1TB), IP66/IP67, IK10, NEMA 4X, NEMA-TS 2(2.2.7.2-8, 2.2.8, 2.2.9), Operating temp: -40°C~+60°C (-40°F~+140°F), Power: PoE, Metal shielded RJ-45. | Info | 1450
Camera - Network | XNV-A8084R | 5MP AI IR Outdoor Vandal Dome | X Series | 5MP | Bullet | NDAA compliant | Powered by WN9, Outdoor Network AI IR Vandal Dome Camera, 5MP resolution @ 30FPS, 3.3~9.3mm (2.8x), (113°~47°) motorized varifocal lens, H.265/H.264/MJPEG codec, IR viewable length 40m (131.2ft), USB-C port for easy installation, Day & Night (ICR), extremeWDR (120dB), Hard-coated dome bubble, DIS with built-in gyro sensor, Handover, AI-based WiseStream, WiseNR Ⅱ (using AI engine), Dynamic privacy mask, IVA events based on AI engine (Motion & Object detection, Line crossing, IVA area, Slip & Fall, Sound classification), Classified object types (Person/Face/Vehicle/License plate), Object attributes (Person: Gender/Top/Bottom clothing color/Bag, Face: Age/Gender/Mask/Glasses, Vehicle: type/color), BestShot, Analytics events (Defocus, Motion, Tampering, Fog, Audio & Shock detection), AI-based business intelligence (People/Vehicle/Crowd counting, Queue management, Heatmap), Built-in microSD card slot (Up to 1TB), IP66/IP67, IK10, NEMA 4X, NEMA-TS 2(2.2.7.2-8, 2.2.8, 2.2.9), Operating temp: -40°C~+50°C (-40°F~+122°F), Power: PoE, Metal shielded RJ-45. | Info | 1450
Camera - Network | QNE-C8013RL | 5MP Dual Light AI Outdoor FlatEye | Q Series | 5MP | Flateye | NDAA compliant | Q series AI networkoutdoor flateye camera, 5MP @ 30fps, 3mm fixed focal lens (H: 97° / V: 53°), triple codec H.265/H.264/MJPEG with Wisestream III, 120dB WDR, Dual Light – White LED range 30m (98ft), IR viewable length 30m (98ft), Motion Detection based on AI engine, Classified object type: Person/Vehicle (vehicle type: car/bus/truck/motorcycle/bicycle); IVA events based on AI engine: Virtual line (Crossing/Direction), Virtual area (Loitering/Intrusion/Enter/Exit/(Dis)Appear), defocus detection, hallway View, SD card, video analytics, IP66/IP67, IK10, PoE, Operating temperature -40°C~+60°C(-40°F ~ +140°F) white color | Info | 660
Camera - Network | QND-C8013R | 5MP AI IR Indoor Dome | Q Series | 5MP | Dome | NDAA compliant | Q series AI network indoor dome camera, 5MP @ 30fps, fix lens 3mm (H:100°/V: 73°), triple codec H.265/H.264/MJPEG with WiseStream III technology, WiseNRⅡ(Based on AI engine), WDR 120dB, IR viewable length 25m(82.02ft), built-in mic, Motion detection based on AI engine, Analytics events based on AI engine: Classified object type: [Person/Vehicle]; Attributes: Vehicle [Type and color: (car/bus/truck/motorcycle/bicycle)], Person [upper and bottom clothing color]; BestShot, Virtual line, Virtual area], defocus detection, hallway view, Dynamic privacy masking, built-in SD card slot (1x256GB) , video analytics, USB for easy installation, open platform, PoE, Operating temperature -10°C~+45°C(+14°F ~ +113°F) white color. * Alarm I/O is supported through an optional cable (SPP-C7200) | Info | 480
Camera - Network | QND-C8023R | 5MP AI IR Indoor Dome | Q Series | 5MP | Dome | NDAA compliant | Q series AI network indoor dome camera, 5MP @ 30fps, fix lens 4mm (H:80°/V: 59°), triple codec H.265/H.264/MJPEG with WiseStream III technology, WiseNRⅡ(Based on AI engine), WDR 120dB, IR viewable length 30m(98.42ft), built-in mic, Motion detection based on AI engine, Analytics events based on AI engine: Classified object type: [Person/Vehicle]; Attributes: Vehicle [Type and color: (car/bus/truck/motorcycle/bicycle)], Person [upper and bottom clothing color]; BestShot, Virtual line, Virtual area], defocus detection, hallway view, Dynamic privacy masking, built-in SD card slot (1x256GB) , video analytics, USB for easy installation, open platform, PoE, Operating temperature -10°C~+45°C(+14°F ~ +113°F) white color. * Alarm I/O is supported through an optional cable (SPP-C7200) | Info | 480
Camera - Network | QNO-C8083R | 5MP AI IR Bullet | Q Series | 5MP | Bullet | NDAA compliant | Q sesries AI network outdoor vandal bullet camera, 5MP @ 30fps, motorized vari-focal lens 3.2~10.2mm (H: 95°~29° / V: 69°~21°), triple codec H.265/H.264/MJPEG with Wisestream III (Based on AI engine), WiseNRⅡ(Based on AI engine), WDR 120dB, IR viewable length 30m (98ft), WiseMD based on AI engine, Classified object type: Person/Vehicle (vehicle type: car/bus/truck/motorcycle/bicycle); IVA events based on AI engine: Virtual line (Crossing/Direction), Virtual area (Loitering/Intrusion/Enter/Exit/(Dis)Appear), *Audio: Selectable(mic in/line in), defocus detection, hallway View, built-in SD card slot (1x256GB), video analytics, USB for easy installation, open platform, IP66, IK10, PoE, Operating temperature -30°C~+55°C(-22°F ~ +131°F) white color. | Info | 790
Camera - Network | QNO-C8013R | 5MP AI IR Bullet | Q Series | 5MP | Bullet | NDAA compliant | Q series AI network outdoor vandal bullet camera, 5MP @ 30fps, fix lens 3mm (H:100°/V: 73°), triple codec H.265/H.264/MJPEG with WiseStream III technology, WiseNRⅡ(Based on AI engine), WDR 120dB, IR viewable length 25m(82.02ft), Motion detection based on AI engine, Analytics events based on AI engine: Classified object type: [Person/Vehicle]; Attributes: Vehicle [Type and color: (car/bus/truck/motorcycle/bicycle)], Person [upper and bottom clothing color]; BestShot, Virtual line, Virtual area], defocus detection, hallway view, Dynamic privacy masking, built-in SD card slot (1x256GB), video analytics, USB for easy installation, open platform, IP66, IK10, PoE, Operating temperature -30°C~+55°C(-22°F ~ +131°F) white color. | Info | 600
Camera - Network | QNO-C8023R | 5MP AI IR Bullet | Q Series | 5MP | Bullet | NDAA compliant | Q series AI network outdoor vandal bullet camera, 5MP @ 30fps, fix lens 4mm (H:80°/V: 59°), triple codec H.265/H.264/MJPEG with WiseStream III technology, WiseNRⅡ(Based on AI engine), WDR 120dB, IR viewable length 30m(98.42ft), Motion detection based on AI engine, Analytics events based on AI engine: Classified object type: [Person/Vehicle]; Attributes: Vehicle [Type and color: (car/bus/truck/motorcycle/bicycle)], Person [upper and bottom clothing color]; BestShot, Virtual line, Virtual area], defocus detection, hallway view, Dynamic privacy masking, built-in SD card slot (1x256GB), video analytics, USB for easy installation, open platform, IP66, IK10, PoE, Operating temperature -30°C~+55°C(-22°F ~ +131°F) white color. | Info | 600
Camera - Network | QNV-C8083R | 5MP AI IR Vandal Dome | Q Series | 5MP | Vandal Dome | NDAA compliant | Q series AI network outdoor vandal dome camera, 5MP @ 30fps, motorized vari-focal lens 3.2~10.2mm (H: 95°~29° / V: 69°~21°), triple codec H.265/H.264/MJPEG with Wisestream III (Based on AI engine), WiseNRⅡ(Based on AI engine), WDR 120dB, IR viewable length 30m (98ft), WiseMD based on AI engine, Classified object type: Person/Vehicle (vehicle type: car/bus/truck/motorcycle/bicycle); IVA events based on AI engine: Virtual line (Crossing/Direction), Virtual area (Loitering/Intrusion/Enter/Exit/(Dis)Appear), *Audio: Selectable(mic in/line in), defocus detection, hallway View, built-in SD card slot (1x256GB), video analytics, USB for easy installation, open platform, IP66, IK10, PoE, Operating temperature -30°C~+55°C(-22°F ~ +131°F) white color. * Alarm I/O and audio is supported through an optional cable (SPP-C7400) | Info | 790
Camera - Network | QNV-C8013R | 5MP AI IR Vandal Dome | Q Series | 5MP | Vandal Dome | NDAA compliant | Q series AI mini network outdoor vandal dome camera, 5MP @ 30fps, fix lens 3mm (H:100°/V: 73°), triple codec H.265/H.264/MJPEG with WiseStream III technology, WiseNRⅡ(Based on AI engine), WDR 120dB, IR viewable length 25m(82.02ft), Motion detection based on AI engine, Analytics events based on AI engine: Classified object type: [Person/Vehicle]; Attributes: Vehicle [Type and color: (car/bus/truck/motorcycle/bicycle)], Person [upper and bottom clothing color]; BestShot, Virtual line, Virtual area], defocus detection, hallway view, Dynamic privacy masking, built-in SD card slot (1x256GB), video analytics, USB for easy installation, open platform, IP66, IK10, PoE, Operating temperature -30°C~+55°C(-22°F ~ +131°F) white color. * Alarm I/O and audio is supported through an optional cable (SPP-C7400) | Info | 600
Camera - Network | QNV-C8023R | 5MP AI IR Vandal Dome | Q Series | 5MP | Vandal Dome | NDAA compliant | Q series AI mini network outdoor vandal dome camera, 5MP @ 30fps, fix lens 4mm (H:80°/V: 59°), triple codec H.265/H.264/MJPEG with WiseStream III technology, WiseNRⅡ(Based on AI engine), WDR 120dB, IR viewable length 30m(98.42ft), Motion detection based on AI engine, Analytics events based on AI engine: Classified object type: [Person/Vehicle]; Attributes: Vehicle [Type and color: (car/bus/truck/motorcycle/bicycle)], Person [upper and bottom clothing color]; BestShot, Virtual line, Virtual area], defocus detection, hallway view, Dynamic privacy masking, built-in SD card slot (1x256GB), video analytics, USB for easy installation, open platform, IP66, IK10, PoE, Operating temperature -30°C~+55°C(-22°F ~ +131°F) white color. * Alarm I/O and audio is supported through an optional cable (SPP-C7400) | Info | 600
Camera - Network | QNV-C8011R | 5MP AI IR Micro Vandal Dome | Q Series | 5MP | Vandal Dome | NDAA compliant | Q series AI network IR Micro vandal dome camera, 5MP @30fps, 3.0mm fixed lens, triple codec H.265/H.264/MJPEG, Multiple streaming up to 5 profiles, 120dB WDR, Day & Night (ICR), High Powered IR LEDs with IR viewable length 20m, Analytics events based on AI engine: Object detection (Person/Vehicle – car, truck, bus, bicycle, motorcycle),IVA (Virtual line/Area, Enter/Exit, Loitering, Direction, Intrusion),Analytics events : Defocus detection, Tampering, single microSD/SDHC/SDXC slot, ONVIF S/G/T/M, USB port for easy installation, IP66, IK10, NEMA4X, PoE, white | Info | 549
Camera - Network | QNV-C8012 | 5MP AI Micro Vandal Dome | Q Series | 5MP | Vandal Dome | NDAA compliant | Q series AI network Micro vandal dome camera, 5MP @30fps, 2.4 mm fixed lens, triple codec H.265/H.264/MJPEG, Multiple streaming up to 5 profiles, 120dB WDR, Day & Night (ICR), Analytics events based on AI engine: Object detection (Person/Vehicle – car, truck, bus, bicycle, motorcycle),IVA (Virtual line/Area, Enter/Exit, Loitering, Direction, Intrusion), Analytics events : Defocus detection, Tampering, single microSD/SDHC/SDXC slot, ONVIF S/G/T/M, USB port for easy installation, IP66, IK10, NEMA4X, PoE, white | Info | 549
Camera - Network | TNV-C8011RW | 5MP AI IR Wall Mount | T Series | 5MP | Wall Camera | NDAA compliant | T Series, wall mount AI panoramic camera, 5MP @ 30 FPS, 1.6mm fixed focal lens (HFoV: 175°, VFoV: 125°), Triple CODEC (H.265/H.264/MJPEG)with WiseStream III (based on AI engine) support, 120dB WDR, IR viewable length 15m (49ft),WiseMD based on AI engine, Classified object type: Person/Vehicle (vehicle type: car/bus/truck/motorcycle/bicycle); IVA events based on AI engine: Virtual line (Crossing/Direction), Virtual area (Loitering/Intrusion/Enter/Exit/(Dis)Appear), virtual area (intrusion/enter/exit), virtual Line (crossing/ direction), Business analytics: People Counting, Queue Management, Heatmap, Occupancy, Tamper detection, built-in mic, SD card, IP66, PoE, white. | Info | 860
Camera - Network | TNV-C8014RM | 5MP AI IR Mobile Camera | T Series | 5MP | Mobile | NDAA compliant | T Series AI Mobile IR vandal dome camera, 5MP, (2592x1944) 30fps, triple codec H.265/H.264/MJPEG with WiseStream technology, Fixed focal Lens 3mm (H:100°/V: 73°), Built in Mic, 120dB WDR, built-in IR range of 30m(98.43ft), Motion detection based on AI engine, Video Analytics based on AI[Object detection and Classification (Person(top/bottom clothing color),Vehicle(Type, color); BestShot, Virtual line, Virtual area], defocus detection, shock detection, hallway View, Heater, DIS with built-in Gyro sensor, Dynamic privacy masking, built-in SD card slot (1x256GB), IP66, IK10, Operating temperature: -40°C~+55°C(-40°F~+131°F), M12 Network connector (M12 connector to RJ-45 adaptor is not included) | Info | 780
Camera - Network | TNV-C8034RM | 5MP AI IR Mobile Camera | T Series | 5MP | Mobile | NDAA compliant | T Series AI Mobile IR vandal dome camera, 5MP, (2592x1944) 30fps, triple codec H.265/H.264/MJPEG with WiseStream technology, Fixed focal Lens 6mm (H:50°/V: 37°), Built in Mic, 120dB WDR, built-in IR range of 30m(98.43ft), Motion detection based on AI engine, Video Analytics based on AI[Object detection and Classification (Person(top/bottom clothing color),Vehicle(Type, color); BestShot, Virtual line, Virtual area], defocus detection, shock detection, hallway View, Heater, DIS with built-in Gyro sensor, Dynamic privacy masking, built-in SD card slot (1x256GB), IP66, IK10, Operating temperature: -40°C~+55°C(-40°F~+131°F), M12 Network connector (M12 connector to RJ-45 adaptor is not included) | Info | 780
Camera - Network | XND-8081VZ | 5MP PTRZ Indoor Dome | X Series | 5MP | Dome | NDAA Compliant EOS Limited stock available | X series powered by Wisenet 5 network indoor vandal dome camera, Modular structure X PLUS, 5MP @30fps, 3.6 ~ 9.4mm motorized varifocal lens (2.6x) (102.5°~38.7°), Motorized Pan/Tilt/Rotate/Zoom, triple codec H.265/H.264/MJPEG with WiseStream II, Multiple streaming, 120dB WDR, True Day & Night (ICR), Advanced Video Analytics and Sound Classification and Business Analytics, Shock Detection, Audio Playback, Hallway View, Motion detection, Fog detection, HLC, Digital Image Stabilization with Gyro sensor, Bi-directional audio and dual microSD/SDHC/SDXC slot, ONVIF S/G/T, USB port for easy installation, IP52, IK10, PoE/12VDC, white & ivory colour skins included, optional black skin cover | Info | 1387
Camera - Network | XND-8081RF | 5MP IR Flush Mount Dome | X Series | 5MP | Dome | NDAA Compliant EOS Limited stock available | X series powered by Wisenet 5 network IR flush mount dome camera, Modular structure X PLUS, 5MP @30fps, 3.9 ~ 9.4mm motorized varifocal lens (2.4x) (92.1°~38.7°), triple codec H.265/H.264/MJPEG with WiseStream II, Multiple streaming, 120dB WDR, True Day & Night (ICR), High Powered IR LEDs with IR viewable length 50m, Advanced Video Analytics and Sound Classification and Business Analytics, Shock Detection, Audio Playback, Hallway View, Motion detection, Fog detection, HLC, Digital Image Stabilization with Gyro sensor, Bi-directional audio and dual microSD/SDHC/SDXC slot, ONVIF S/G/T, USB port for easy installation, IP52, Plenum rate (UL2820), PoE/12VDC | Info | 1261
Camera - Network | XNV-8081Z | 5MP Outdoor Vandal PTRZ Dome | X Series | 5MP | Vandal Dome | NDAA Compliant EOS Limited stock available | X series powered by Wisenet 5 network outdoor vandal dome camera, Modular structure X PLUS, 5MP @30fps, 3.6 ~ 9.4mm motorized varifocal lens (2.6x) (102.5°~38.7°), Motorized Pan/Tilt/Rotate/Zoom, triple codec H.265/H.264/MJPEG with WiseStream II, Multiple streaming, 120dB WDR, True Day & Night (ICR), Advanced Video Analytics and Sound Classification and Business Analytics, Shock Detection, Audio Playback, Hallway View, Motion detection, Fog detection, HLC, Digital Image Stabilization with built-in Gyro sensor, Bi-directional audio and dual microSD/SDHC/SDXC slot, ONVIF S/G/T, USB port for easy installation, IP67/IP66/IP6K9K, IK10+, Nema 4X, PoE/12VDC, optional 24VAC, white & ivory colour skins included, optional black skin cover | Info | 1613
Camera - Network | XNV-8081R | 5MP IR Outdoor Vandal Dome | X Series | 5MP | Vandal Dome | NDAA Compliant EOS Limited stock available | X series powered by Wisenet 5 network IR outdoor vandal dome camera, Modular structure X PLUS, 5MP @30fps, 3.9 ~ 9.4mm motorized varifocal lens (2.4x) (92.1°~38.7°), triple codec H.265/H.264/MJPEG with WiseStream II, Multiple streaming, 120dB WDR, True Day & Night (ICR), High Powered IR LEDs with IR viewable length 50m, Advanced Video Analytics and Sound Classification and Business Analytics, Shock Detection, Audio Playback, Hallway View, Motion detection, Fog detection, HLC, Digital Image Stabilization with built-in Gyro sensor, Bi-directional audio and dual microSD/SDHC/SDXC slot, ONVIF S/G/T, USB port for easy installation, IP67/IP66/IP6K9K, IK10+, Nema 4X, PoE/12VDC, optional 24VAC, white & ivory colour skins included, optional black skin cover | Info | 1403
Camera - Network | XNB-8000 | 5MP Box | X Series | 5MP | Box | NDAA Compliant EOS Limited stock available | X series powered by Wisenet 5 network box camera, 5MP @30fps, simple focus, triple codec H.265/H.264/MJPEG with WiseStream II, Multiple streaming, 120dB WDR, True Day & Night (ICR), Advanced Video Analytics and Sound Classification, Hallway View, Motion detection, Fog detection, HLC, Handover, Digital Image Stabilization with built-in Gyro sensor, Bi-directional audio and dual SD/SDHC/SDXC slot, USB port for easy installation, PoE/12VDC/24VAC ※ The lens is not included | Info | 778
Camera - Network | XNO-8080R | 5MP IR Bullet | X Series | 5MP | Bullet | NDAA compliant | X series powered by Wisenet 5 network IR outdoor vandal bullet camera, 5MP @30fps, 3.7 ~ 9.4mm motorized varifocal lens (2.5x) (100.2°~38.7°), triple codec H.265/H.264/MJPEG with WiseStream II, Multiple streaming, 120dB WDR, True Day & Night (ICR), High Powered IR LEDs with IR viewable length 50m, Advanced Video Analytics and Sound Classification, Hallway View, Motion detection, Fog detection, HLC, Handover, Digital Image Stabilization, Bi-directional audio and dual SD/SDHC/SDXC slot, USB port for easy installation, IP67, IK10, Nema 4X, PoE/12VDC/24VAC | Info | 1220
Camera - Network | XNO-8020R | 5MP IR Bullet | X Series | 5MP | Bullet | NDAA compliant | X series powered by Wisenet 5 network IR outdoor vandal bullet camera, 5MP @30fps, 3.7mm fixed lens (97.5°), triple codec H.265/H.264/MJPEG with WiseStream II, Multiple streaming, 120dB WDR, True Day & Night (ICR), High Powered IR LEDs with IR viewable length 30m, Advanced Video Analytics and Sound Classification and Business Analytics, Hallway View, Motion detection, Fog detection, HLC, Handover, Digital Image Stabilization, Bi-directional audio and dual SD/SDHC/SDXC slot, USB port for easy installation, IP67, IK10, Nema 4X, PoE/12VDC | Info | 720
Camera - Network | XNO-8030R | 5MP IR Bullet | X Series | 5MP | Bullet | NDAA compliant | X series powered by Wisenet 5 network IR outdoor vandal bullet camera, 5MP @30fps, 4.6mm fixed lens (77.9°), triple codec H.265/H.264/MJPEG with WiseStream II, Multiple streaming, 120dB WDR, True Day & Night (ICR), High Powered IR LEDs with IR viewable length 30m, Advanced Video Analytics and Sound Classification and Business Analytics, Hallway View, Motion detection, Fog detection, HLC, Handover, Digital Image Stabilization, Bi-directional audio and dual SD/SDHC/SDXC slot, USB port for easy installation, IP67, IK10, Nema 4X, PoE/12VDC | Info | 720
Camera - Network | XNO-8040R | 5MP IR Bullet | X Series | 5MP | Bullet | NDAA compliant | X series powered by Wisenet 5 network IR outdoor vandal bullet camera, 5MP @30fps, 7mm fixed lens (50.7°), triple codec H.265/H.264/MJPEG with WiseStream II, Multiple streaming, 120dB WDR, True Day & Night (ICR), High Powered IR LEDs with IR viewable length 30m, Advanced Video Analytics and Sound Classification and Business Analytics, Hallway View, Motion detection, Fog detection, HLC, Handover, Digital Image Stabilization, Bi-directional audio and dual SD/SDHC/SDXC slot, USB port for easy installation, IP67, IK10, Nema 4X, PoE/12VDC | Info | 720
Camera - Network | XND-8080RV | 5MP IR Indoor Vandal Dome | X Series | 5MP | Dome | NDAA compliant | X series powered by Wisenet 5 network IR indoor vandal dome camera, 5MP @30fps, 3.9 ~ 9.4mm motorized varifocal lens (2.4x) (92.1°~38.7°), triple codec H.265/H.264/MJPEG with WiseStream II, Multiple streaming, 120dB WDR, True Day & Night (ICR), High Powered IR LEDs with IR viewable length 30m, Advanced Video Analytics and Sound Classification, Hallway View, Motion detection, Fog detection, HLC, Handover, Digital Image Stabilization, Bi-directional audio and dual microSD/SDHC/SDXC slot, USB port for easy installation, IK08, PoE/12VDC | Info | 1146
Camera - Network | XND-8080R | 5MP IR Indoor Dome | X Series | 5MP | Dome | NDAA compliant | X series powered by Wisenet 5 network IR indoor dome camera, 5MP @30fps, 3.9 ~ 9.4mm motorized varifocal lens (2.4x) (92.1°~38.7°), triple codec H.265/H.264/MJPEG with WiseStream II, Multiple streaming, 120dB WDR, True Day & Night (ICR), High Powered IR LEDs with IR viewable length 30m, Advanced Video Analytics and Sound Classification, Hallway View, Motion detection, Fog detection, HLC, Handover, Digital Image Stabilization, Bi-directional audio and dual microSD/SDHC/SDXC slot, USB port for easy installation, IK08, PoE/12VDC | Info | 1050
Camera - Network | XND-8020R | 5MP IR Indoor Vandal Dome | X Series | 5MP | Dome | NDAA compliant | X series powered by Wisenet 5 network IR indoor dome camera, 5MP @30fps, 3.7mm fixed lens (97.5°), triple codec H.265/H.264/MJPEG with WiseStream II, Multiple streaming, 120dB WDR, True Day & Night (ICR), High Powered IR LEDs with IR viewable length 30m, Advanced Video Analytics and Sound Classification and Business Analytics, Hallway View, Motion detection, Fog detection, HLC, Handover, Digital Image Stabilization, Bi-directional audio and dual microSD/SDHC/SDXC slot, USB port for easy installation, IK08, PoE/12VDC | Info | 634
Camera - Network | XND-8030R | 5MP IR Indoor Vandal Dome | X Series | 5MP | Dome | NDAA compliant | X series powered by Wisenet 5 network IR indoor dome camera, 5MP @30fps, 4.6mm fixed lens (77.9°), triple codec H.265/H.264/MJPEG with WiseStream II, Multiple streaming, 120dB WDR, True Day & Night (ICR), High Powered IR LEDs with IR viewable length 30m, Advanced Video Analytics and Sound Classification and Business Analytics, Hallway View, Motion detection, Fog detection, HLC, Handover, Digital Image Stabilization, Bi-directional audio and dual microSD/SDHC/SDXC slot, USB port for easy installation, IK08, PoE/12VDC | Info | 634
Camera - Network | XND-8040R | 5MP IR Indoor Vandal Dome | X Series | 5MP | Dome | NDAA compliant | X series powered by Wisenet 5 network IR indoor dome camera, 5MP @30fps, 7mm fixed lens (50.7°), triple codec H.265/H.264/MJPEG with WiseStream II, Multiple streaming, 120dB WDR, True Day & Night (ICR), High Powered IR LEDs with IR viewable length 30m, Advanced Video Analytics and Sound Classification and Business Analytics, Hallway View, Motion detection, Fog detection, HLC, Handover, Digital Image Stabilization, Bi-directional audio and dual microSD/SDHC/SDXC slot, USB port for easy installation, IK08, PoE/12VDC | Info | 634
Camera - Network | XND-8020F | 5MP Flush Mount | X Series | 5MP | Dome | NDAA compliant | X series powered by Wisenet 5 network flush mount dome camera, 5MP @30fps, 3.7mm fixed lens (97.5°), triple codec H.265/H.264/MJPEG with WiseStream II, Multiple streaming, 120dB WDR, Electronic Day & Night, Advanced Video Analytics and Sound Classification and Business Analytics, Hallway View, Motion detection, Fog detection, HLC, Handover, Digital Image Stabilization, Built-in Mic, 1-way audio and microSD/SDHC/SDXC slot, PoE | Info | 576
Camera - Network | XNV-8080RSA | 5MP Stainless Steel IR Dome | X Series | 5MP | Vandal Dome | NDAA compliant | X series powered by Wisenet 5 network IR outdoor stainless steel vandal dome camera, 5MP @60fps, 3.9 ~ 9.4mm motorized varifocal lens (2.4x) (93°~38°), triple codec H.265/H.264/MJPEG with WiseStream II, Multiple streaming, 120dB WDR, True Day & Night (ICR), High Powered IR LEDs with IR viewable length 50m, Advanced Video Analytics and Sound Classification, Hallway View, Motion detection, Fog detection, HLC, Handover, Digital Image Stabilization, Bi-directional audio and dual microSD/SDHC/SDXC slot, USB port for easy installation, IP66, IP6K9K, IK10+, Nema 4X, PoE/12VDC/24VAC | Info | 2293
Camera - Network | XNV-8080R | 5MP IR Outdoor Dome | X Series | 5MP | Vandal Dome | NDAA compliant | X series powered by Wisenet 5 network IR outdoor vandal dome camera, 5MP @30fps, 3.9 ~ 9.4mm motorized varifocal lens (2.4x) (92.1°~38.7°), triple codec H.265/H.264/MJPEG with WiseStream II, Multiple streaming, 120dB WDR, True Day & Night (ICR), High Powered IR LEDs with IR viewable length 50m, Advanced Video Analytics and Sound Classification, Hallway View, Motion detection, Fog detection, HLC, Handover, Digital Image Stabilization, Bi-directional audio and dual microSD/SDHC/SDXC slot, USB port for easy installation, IP67, IK10, Nema 4X, PoE/12VDC/24VAC | Info | 1220
Camera - Network | XNV-8020R | 5MP IR Outdoor Vandal Dome | X Series | 5MP | Vandal Dome | NDAA compliant | X series powered by Wisenet 5 network IR outdoor vandal dome camera, 5MP @30fps, 3.7mm fixed lens (97.5°), triple codec H.265/H.264/MJPEG with WiseStream II, Multiple streaming, 120dB WDR, True Day & Night (ICR), High Powered IR LEDs with IR viewable length 30m, Advanced Video Analytics and Sound Classification and Business Analytics, Hallway View, Motion detection, Fog detection, HLC, Handover, Digital Image Stabilization, Bi-directional audio and dual microSD/SDHC/SDXC slot, USB port for easy installation, IP67, IK10, PoE/12VDC | Info | 720
Camera - Network | XNV-8030R | 5MP IR Outdoor Dome | X Series | 5MP | Vandal Dome | NDAA compliant | X series powered by Wisenet 5 network IR outdoor vandal dome camera, 5MP @30fps, 4.6mm fixed lens (77.9°), triple codec H.265/H.264/MJPEG with WiseStream II, Multiple streaming, 120dB WDR, True Day & Night (ICR), High Powered IR LEDs with IR viewable length 30m, Advanced Video Analytics and Sound Classification and Business Analytics, Hallway View, Motion detection, Fog detection, HLC, Handover, Digital Image Stabilization, Bi-directional audio and dual microSD/SDHC/SDXC slot, USB port for easy installation, IP67, IK10, PoE/12VDC | Info | 720
Camera - Network | XNV-8040R | 5MP IR Outdoor Dome | X Series | 5MP | Vandal Dome | NDAA compliant | X series powered by Wisenet 5 network IR outdoor vandal dome camera, 5MP @30fps, 7mm fixed lens (50.7°), triple codec H.265/H.264/MJPEG with WiseStream II, Multiple streaming, 120dB WDR, True Day & Night (ICR), High Powered IR LEDs with IR viewable length 30m, Advanced Video Analytics and Sound Classification and Business Analytics, Hallway View, Motion detection, Fog detection, HLC, Handover, Digital Image Stabilization, Bi-directional audio and dual microSD/SDHC/SDXC slot, USB port for easy installation, IP67, IK10, PoE/12VDC | Info | 720
Camera - Network | QNO-8080R | 5MP IR Bullet | Q Series | 5MP | Bullet | NDAA compliant | Q series network IR outdoor vandal bullet camera, 5MP @30fps, 3.2 ~ 10.0mm motorized varifocal lens (3.14x) (100.0°~30.0°), triple codec H.265/H.264/MJPEG with WiseStream II, Multiple streaming, 120dB WDR, Auto Day & Night (ICR), IR viewable length 30m, Advanced Video Analytics, Hallway View, Motion detection, LDC (Lens Distortion Correction), SD/SDHC/SDXC slot, CVBS for easy installation, IP66, IK10, PoE | Info | 646
Camera - Network | QNO-8020R | 5MP IR Bullet | Q Series | 5MP | Bullet | NDAA compliant | Q series network IR outdoor vandal bullet camera, 5MP @30fps, 4.0mm fixed lens (79.8°), triple codec H.265/H.264/MJPEG with WiseStream II, Multiple streaming, 120dB WDR, Auto Day & Night (ICR), IR viewable length 25m, Advanced Video Analytics, Hallway View, Motion detection, LDC (Lens Distortion Correction), SD/SDHC/SDXC slot, CVBS for easy installation, IP66, IK10, PoE | Info | 412
Camera - Network | QNO-8010R | 5MP IR Bullet | Q Series | 5MP | Bullet | NDAA compliant | Q series network IR outdoor vandal bullet camera, 5MP @30fps, 2.8mm fixed lens (104.7°), triple codec H.265/H.264/MJPEG with WiseStream II, Multiple streaming, 120dB WDR, Auto Day & Night (ICR), IR viewable length 20m, Advanced Video Analytics, Hallway View, Motion detection, LDC (Lens Distortion Correction), SD/SDHC/SDXC slot, CVBS for easy installation, IP66, IK10, PoE | Info | 412
Camera - Network | QND-8080R | 5MP IR Indoor Dome | Q Series | 5MP | Dome | NDAA compliant | Q series network IR indoor dome camera, 5MP @30fps, 3.2 ~ 10.0mm motorized varifocal lens (3.1x) (100.3°~31.2°), triple codec H.265/H.264/MJPEG with WiseStream II, Multiple streaming, 120dB WDR, Auto Day & Night (ICR), IR viewable length 20m, Advanced Video Analytics, Hallway View, Motion detection, LDC (Lens Distortion Correction), SD/SDHC/SDXC slot, CVBS for easy installation, PoE | Info | 615
Camera - Network | QND-8020R | 5MP IR Indoor Dome | Q Series | 5MP | Dome | NDAA compliant | Q series network IR indoor dome camera, 5MP @30fps, 4.0mm fixed lens (79.8°), triple codec H.265/H.264/MJPEG with WiseStream II, Multiple streaming, 120dB WDR, Auto Day & Night (ICR), IR viewable length 20m, Advanced Video Analytics, Hallway View, Motion detection, LDC (Lens Distortion Correction), SD/SDHC/SDXC slot, CVBS for easy installation, PoE | Info | 341
Camera - Network | QND-8010R | 5MP IR Indoor Dome | Q Series | 5MP | Dome | NDAA compliant | Q series network IR indoor dome camera, 5MP @30fps, 2.8mm fixed lens (104.7°), triple codec H.265/H.264/MJPEG with WiseStream II, Multiple streaming, 120dB WDR, Auto Day & Night (ICR), IR viewable length 20m, Advanced Video Analytics, Hallway View, Motion detection, LDC (Lens Distortion Correction), SD/SDHC/SDXC slot, CVBS for easy installation, PoE | Info | 341
Camera - Network | QND-8021 | 5MP Mini Dome | Q Series | 5MP | Dome | NDAA compliant | Q series network indoor mini dome camera, 5MP @30fps, 4.0mm fixed lens (80.14°), triple codec H.265/H.264/MJPEG with WiseStream II, Multiple streaming, 120dB WDR, Auto Day & Night (ICR), Business Analytics (People counting), Motion detection, Tampering, Defocus detection, Hallway View, microSD/SDHC/SDXC slot, HDMI output for public view monitor, LDC support (Lens Distortion Correction), IP42, IK08, PoE, Compact size 99 x 56mm/165gr | Info | 341
Camera - Network | QND-8011 | 5MP Mini Dome | Q Series | 5MP | Dome | NDAA compliant | Q series network indoor mini dome camera, 5MP @30fps, 2.8mm fixed lens (104.4°), triple codec H.265/H.264/MJPEG with WiseStream II, Multiple streaming, 120dB WDR, Auto Day & Night (ICR), Business Analytics (People counting), Motion detection, Tampering, Defocus detection, Hallway View, microSD/SDHC/SDXC slot, HDMI output for public view monitor, LDC support (Lens Distortion Correction), IP42, IK08, PoE, Compact size 99 x 56mm/165gr | Info | 341
Camera - Network | QNV-8080R | 5MP IR Outdoor Vandal Dome | Q Series | 5MP | Vandal Dome | NDAA compliant | Q series network IR outdoor vandal dome camera, 5MP @30fps, 3.2 ~ 10.0mm motorized varifocal lens (3.1x) (100.3°~31.2°), triple codec H.265/H.264/MJPEG with WiseStream II, Multiple streaming, 120dB WDR, Auto Day & Night (ICR), IR viewable length 30m, Advanced Video Analytics, Hallway View, Motion detection, LDC (Lens Distortion Correction), SD/SDHC/SDXC slot, CVBS for easy installation, IP66, IK10, PoE | Info | 646
Camera - Network | QNV-8020R | 5MP IR Outdoor Vandal Dome | Q Series | 5MP | Vandal Dome | NDAA compliant | Q series network IR outdoor vandal dome camera, 5MP @30fps, 4.0mm fixed lens (79.8°), triple codec H.265/H.264/MJPEG with WiseStream II, Multiple streaming, 120dB WDR, Auto Day & Night (ICR), IR viewable length 25m, Advanced Video Analytics, Hallway View, Motion detection, LDC (Lens Distortion Correction), SD/SDHC/SDXC slot, CVBS for easy installation, IP66, IK10, PoE | Info | 412
Camera - Network | QNV-8010R | 5MP IR Outdoor Vandal Dome | Q Series | 5MP | Vandal Dome | NDAA compliant | Q series network IR outdoor vandal dome camera, 5MP @30fps, 2.8mm fixed lens (104.7°), triple codec H.265/H.264/MJPEG with WiseStream II, Multiple streaming, 120dB WDR, Auto Day & Night (ICR), IR viewable length 20m, Advanced Video Analytics, Hallway View, Motion detection, LDC (Lens Distortion Correction), SD/SDHC/SDXC slot, CVBS for easy installation, IP66, IK10, PoE | Info | 412
Camera - Network | QNB-8002 | 5MP Box | Q Series | 5MP | Box | NDAA Compliant EOS Limited stock available | Q series network box camera, 5MP @30fps, triple codec H.265/H.264/MJPEG with WiseStream II, Multiple streaming, 120dB WDR, True Day & Night (ICR), Advanced Video Analytics, Hallway View, Motion detection, Tampering, Defocus detection, Bi-directional audio and dual SD/SDHC/SDXC slot, LDC support (Lens Distortion Correction), PoE/12VDC ※ The lens is not included | Info | 365
Camera - Network | QNE-8011R | 5MP IR Flateye | Q Series | 5MP | Flateye | NDAA compliant | Q series network IR outdoor vandal flateye camera, 5MP @30fps, 2.8mm fixed lens (104.4°), triple codec H.265/H.264/MJPEG with WiseStream II, Multiple streaming, 120dB WDR, Auto Day & Night (ICR), IR viewable length 20m, Advanced Video Analytics, Motion detection, Tampering, Defocus detection, Hallway View, microSD/SDHC/SDXC slot, LDC support (Lens Distortion Correction), IP67, IK10, PoE | Info | 433
Camera - Network | TNV-8011C | 5MP Corner Mount | T Series | 5MP | Corner Camera | NDAA compliant | T series network outdoor anti-ligature corner mount camera, 5MP @30fps, 2.3mm fixed lens, triple codec H.265/H.264/MJPEG with WiseStream II, Multiple streaming, 120dB WDR, Auto Day & Night (ICR), Advanced Video Analytics, Hallway View, Motion detection, Lens Distortion Correction, Digital Image Stabilization, Audio In/Out, 1 Input/1 Output, SD Card slot, PoE, IP66, IK10, IP6K9K | Info | 1000
Camera - Network | XNV-8081RE | 5MP IR Outdoor Vandal Dome | X Series | 5MP | Vandal Dome | NDAA compliant | X series powered by Wisenet 5 network IR outdoor vandal dome camera, Modular structure X PLUS, PoE+ in / PoE out, 5MP @30fps, 3.9 ~ 9.4mm motorized varifocal lens (2.4x) (92.1°~38.7°), triple codec H.265/H.264/MJPEG with WiseStream II, Multiple streaming, 120dB WDR, True Day & Night (ICR), High Powered IR LEDs with IR viewable length 50m, Advanced Video Analytics and Sound Classification and Business Analytics, Shock Detection, Audio Playback, Hallway View, Motion detection, Fog detection, HLC, Digital Image Stabilization with built-in Gyro sensor, Bi-directional audio and dual micro SD/SDHC/SDXC slot, ONVIF S/G/T, USB port for easy installation, IP67/IP66/IP6K9K, IK10+, Nema 4X, PoE+ | Info | 1474
Camera - Network | XND-8081REV | 5MP IR Indoor Vandal Dome | X Series | 5MP | Dome | NDAA compliant | X series powered by Wisenet 5 network IR indoor vandal dome camera, Modular structure X PLUS, PoE+ in / PoE out, 5MP @30fps, 3.9 ~ 9.4mm motorized varifocal lens (2.4x) (92.1°~38.7°), triple codec H.265/H.264/MJPEG with WiseStream II, Multiple streaming, 120dB WDR, True Day & Night (ICR), High Powered IR LEDs with IR viewable length 50m, Advanced Video Analytics and Sound Classification and Business Analytics, Shock Detection, Audio Playback, Hallway View, Motion detection, Fog detection, HLC, Digital Image Stabilization with Gyro sensor, Bi-directional audio and dual microSD/SDHC/SDXC slot, ONVIF S/G/T, USB port for easy installation, IP52, IK10, PoE+ | Info | 1325
4MP Cameras
Camera - Network | XNO-C7083R | 4MP AI IR Bullet | X Series | 4MP | Bullet | NDAA compliant | X series powered by Wisenet 7 AI network outdoor vandal bullet camera, 4MP @60fps, 2.8~10mm motorized varifocal lens (3.6x), triple codec H.265/H.264/MJPEG with WiseStream III, Multiple streaming, extreme WDR (120dB), Auto Day & Night (ICR), IR viewable length 40m, Next level Cybersecurity, Analytics events based on AI engine (NPU) : Object detection (Person/Face/Vehicle – car, truck, bus, bicycle, motorcycle/License plate),IVA (Virtual line/Area, Enter/Exit, Loitering, Direction, Intrusion), Analytics events : Defocus detection, Motion detection, Tampering, Fog detection Audio detection, Sound classification, Shock detection, Appear/Disappear, Digital Image Stabilization with Built-in Gyro sensor, Bi-directional audio and microSD/SDHC/SDXC slot, IP66/IP67, IK10, NEMA4X, PoE+/12VDC | info | 1350
Camera - Network | XNV-C7083R | 4MP AI IR Vandal Dome | X Series | 4MP | Vandal Dome | NDAA compliant | X series powered by Wisenet 7 AI network IR outdoor vandal dome camera,4MP @60fps, 2.8 ~ 10.0mm motorized varifocal lens (3.6x) (109.7°~30.4°), triple codec H.265/H.264 /MJPEG with WiseStream III, Multiple streaming, 120dB WDR, True Day & Night (ICR), High Powered IR LEDs with IR viewable length 40m, Analytics events based on AI engine (NPU) : Object detection (Person /Face/Vehicle – car, truck, bus, bicycle, motorcycle/Licence plate),IVA (Virtual line/Area, Enter/Exit, Loitering, Direction, Intrusion),Analytics events : Defocus detection, Motion detection, Tampering, Fog detection, HLC, Digital Image Stabilization with Gyro sensor, Bi-directional audio and single microSD/SDHC /SDXC slot, ONVIF S/G/T, USB port for easy installation, IP67/IP66, IK10, Nema 4X, PoE/12VDC, white colour skins included | info | 1350
Camera - Network | XND-C7083RV | 4MP AI IR Dome | X Series | 4MP | Dome | NDAA compliant | X series powered by Wisenet 7 AI network IR indoor vandal dome camera,4MP @60fps, 2.8 ~ 10.0mm motorized varifocal lens (3.6x) (109.7°~30.4°), triple codec H.265/H.264/MJPEG with WiseStream II, Multiple streaming, 120dB WDR, True Day & Night (ICR), High Powered IR LEDs with IR viewable length 40m, Analytics events based on AI engine (NPU) : Object detection (Person /Face/Vehicle – car, truck, bus, bicycle, motorcycle/Licence plate),IVA (Virtual line/Area, Enter/Exit, Loitering, Direction, Intrusion),Analytics events : Defocus detection, Motion detection, Tampering, Fog detection,, HLC, Digital Image Stabilization with Gyro sensor, Bi-directional audio and single microSD/SDHC/SDXC slot, ONVIF S/G/T, USB port for easy installation, IP52, IK10, PoE/12VDC, white skins included | info | 1150
Camera - Network | XNP-C7310R | 4MP AI Focus IR PTZ | X Series | 4MP | PTZ | NDAA compliant | X series Powered by WN7 and AI,4MP @ 30FPS resolution, 6.91mm~214.64mm (31x) lens with Wise AF intelligent autofocus, adaptive Wise IR (300m), extreme WDR 120dB, Day & Night ICR, H.265, H.264, MJPEG triple codec with WiseStream III (based on AI engine) support, Analytics events based on AI engine:Object detection (Person/Face/ Vehicle/License plate), Virtual line (Crossing/ Direction), Virtual area (Loitering/Intrusion/Enter/Exit), Analytics events: Defocus detection, Motion detection, Tampering, Fog detection, Audio detection, Sound classification (with NW I/O box), AI object auto-tracking (Person/Vehicle) with target lock tracking, BLC, HLC, SSDR, lens heater for water/snow removal, IP66, IP67, IK10, NEMA4X, NEMA-TS 2(2.2.8, 2.2.9), FIPS 140-2, HPoE injector included, Operating Temperature -50°C~+55°C(-58°F ~ +131°F), (Compatible with I/O Box SPM-4210) | info | 4250
Camera - Network | PNM-C7083RVD | 2x 2MP AI Multi-directional | P Series | 4MP | Multi-Sensor | NDAA compliant | P series network AI based multi-directional dual sensor outdoor vandal dome camera, 2 x 2MP@25/30fps, 360 degree 25m IR, 3~6mm motorised varifocal lenses, WiseNR II, Auto prefer shutter control, WiseStream III, ExtremeWDR (120dB), Hallway View, Analytics AI Object detection with classification: Person, Face, Vehicle, License plate and vehicle attributes Car, Bus, Truck, Motorcycle, Bicycle, Virtual line (Crossing/Direction), Virtual area (Loitering/Intrusion/Enter/Exit), BestShot, Motion detection, Defocus detection, Tampering, SD Card slot 512GB max, PoE+, Secure by Default, TPM 2.0 (FIPS 140-2), IP66, NEMA4X, IK10. Compatible with SPM-4210 I/O IP box to connect alarms/audio devices and support camera's audio detection and sound classification analytics | Info | 1500
Camera - Network | PNM-7082RVD | 2x 2MP Multi-directional | P Series | 4MP | Multi-Sensor | NDAA compliant | P series network multi-directional dual sensor outdoor vandal dome camera, 2 x 2MP@25/30fps, 360 degree 25m IR, 3~6mm motorised varifocal lenses, WiseNR, WiseStream II, ExtremeWDR (150dB), Defog, Hallway View, Defocus detection, Motion detection, Tampering, Virtual line(Crossing/Direction), Virtual area(Loitering/Enter/Exit), SD Card slot 512GB max, PoE+, Secure by Default, TPM 2.0 (FIPS 140-2), IP66, NEMA4X, IK10. Compatible with SPM-4210 I/O IP box to connect alarms/audio devices and support camera's audio detection and sound classification analytics | Info | 1290
Camera - Network | QNO-7082R | 4MP IR Bullet | Q Series | 4MP | Bullet | NDAA Compliant | Q series network IR outdoor vandal bullet camera, 4MP @30fps, 3.2 ~ 10.0mm motorized varifocal lens (4.3x) (109.7°~26°), triple codec H.265/H.264/MJPEG with WiseStream, Multiple streaming, 120dB WDR, True Day & Night (ICR), IR viewable length 30m, Motion detection, Tampering, Defocus detection, Hallway View, 1-way audio and microSD/SDHC/SDXC slot, LDC support (Lens Distortion Correction), IP66, IK10, PoE/12VDC | Info | 570
Camera - Network | QNO-7032R | 4MP IR Bullet | Q Series | 4MP | Bullet | NDAA compliant | Q series network IR outdoor vandal bullet camera, 4MP @30fps, 6mm fixed lens, H.265/H.264/ MJPEG with WiseStream, Multiple streaming, 120dB WDR, Day & Night (Auto ICR), IR viewable length 30m, Motion detection, Tampering, Defocus detection, Hallway View, 1-way audio and microSD/SDHC/SDXC slot, LDC support (Lens Distortion Correction), IP66, IK10, PoE/12VDC | Info | 360
Camera - Network | QNO-7022R | 4MP IR Bullet | Q Series | 4MP | Bullet | NDAA compliant | Q series network IR outdoor vandal bullet camera, 4MP @30fps, 4.0mm fixed lens (81°), triple codec H.265/H.264/MJPEG with WiseStream, Multiple streaming, 120dB WDR, True Day & Night (ICR), IR viewable length 25m, Motion detection, Tampering, Defocus detection, Hallway View, 1-way audio and microSD/SDHC/SDXC slot, LDC support (Lens Distortion Correction), IP66, IK10, PoE/12VDC | Info | 360
Camera - Network | QNO-7012R | 4MP IR Bullet | Q Series | 4MP | Bullet | NDAA Compliant | Q series network IR outdoor vandal bullet camera, 4MP @30fps, 2.8mm fixed lens, H.265/H.264 /MJPEG with WiseStream, Multiple streaming, 120dB WDR, Auto(ICR), IR viewable length 20m, Defocus detection, Directional detection, Motion detection, Enter/Exit, Tampering, Virtual line, Hallway View, 1-way audio and microSD/SDHC /SDXC slot, LDC support (Lens Distortion Correction), IP66, IK10, PoE/12VDC | Info | 360
Camera - Network | QND-7082R | 4MP IR Dome | Q Series | 4MP | Dome | NDAA compliant | Q series network IR indoor dome camera, 4MP @30fps, 3.2 ~ 10.0mm motorized varifocal lens, 1/3" CMOS,triple codec H.265/H.264/Main/High/MJPEG with WiseStream, Multiple streaming, 120dB WDR, True Day & Night (Auto ICR), IR viewable length 20m, SSNR,Motion detection, Tampering, Defocus detection, n, Directional detection, Motion detection, Enter/Exit Hallway View, Built-in MIC and microSD/SDHC/SDXC slot, LDC support (Lens Distortion Correction), PoE/12VDC | Info | 515
Camera - Network | QND-7032R | 4MP IR Dome | Q Series | 4MP | Dome | NDAA compliant | Q series network IR indoor dome camera, 4MP @30fps, 6mm fixed lens, H.265/H.264/MJPEG with WiseStream, Multiple streaming, 120dB WDR, Day & Night (Auto ICR), IR viewable length 20m, Motion detection, Tampering, Defocus detection, Hallway View, 1-way audio and microSD/SDHC/SDXC slot, LDC support (Lens Distortion Correction), PoE/12VDC | Info | 312
Camera - Network | QND-7022R | 4MP IR Dome | Q Series | 4MP | Dome | NDAA compliant | Q series network IR indoor dome camera, 4MP @30fps, 4.0mm fixed lens, H.265/H.264/MJPEG with WiseStream, Multiple streaming, 120dB WDR, True Day & Night (ICR), IR viewable length 20m, Motion detection, Tampering, Defocus detection, Hallway View, 1-way audio and microSD/SDHC/SDXC slot, LDC support (Lens Distortion Correction), PoE/12VDC; RAL9003 | Info | 312
Camera - Network | QND-7012R | 4MP IR Dome | Q Series | 4MP | Dome | NDAA compliant | Q series network IR indoor dome camera, 4MP @30fps, 2.8mm fixed lens (110°), triple codec H.265/H.264/MJPEG with WiseStream, Multiple streaming, 120dB WDR, True Day & Night (ICR), IR viewable length 20m, Motion detection, Tampering, Defocus detection, Hallway View, 1-way audio and microSD/SDHC/SDXC slot, LDC support (Lens Distortion Correction), PoE/12VDC | Info | 312
Camera - Network | QNV-7082R | 4MP IR Vandal Dome | Q Series | 4MP | Vandal Dome | NDAA compliant | Q series network IR outdoor vandal dome camera, 4MP @30fps, 3.2 ~ 10.0mm motorized varifocal lens (4.3x) (109.7°~26°), triple codec H.265/H.264/MJPEG with WiseStream, Multiple streaming, 120dB WDR, True Day & Night (ICR), IR viewable length 30m, Motion detection, Tampering, Defocus detection, Hallway View, 1-way audio and microSD/SDHC/SDXC slot, LDC support (Lens Distortion Correction), SSNR, IP66, IK10, PoE/12VDC | Info | 570
Camera - Network | QNV-7032R | 4MP IR Vandal Dome | Q Series | 4MP | Vandal Dome | NDAA compliant | Q series network IR outdoor vandal dome camera, 4MP @30fps, 6mm fixed lens, triple codec H.265/H.264/Main/High/MJPEG with WiseStream, Multiple streaming, 120dB WDR, True Day & Night (ICR), IR viewable length 30m, Motion detection, Tampering, Defocus detection, Hallway View, 1-way audio, Analytics, Network disconnect, Alarm input and microSD/SDHC/SDXC slot, LDC support (Lens Distortion Correction), IP66, IK10, PoE/12VDC | Info | 360
Camera - Network | QNV-7022R | 4MP IR Vandal Dome | Q Series | 4MP | Vandal Dome | NDAA compliant | Q series network IR outdoor vandal dome camera, 4MP @30fps, 4.0mm fixed lens (81°), triple codec H.265/H.264/MJPEG with WiseStream, Multiple streaming, 120dB WDR, True Day & Night (ICR), IR viewable length 25m, Motion detection, Tampering, Defocus detection, Hallway View, 1-way audio and microSD/SDHC/SDXC slot, LDC support (Lens Distortion Correction), IP66, IK10, PoE/12VDC | Info | 360
Camera - Network | QNV-7012R | 4MP IR Vandal Dome | Q Series | 4MP | Vandal Dome | NDAA compliant | Q series network IR outdoor vandal dome camera, 4MP @30fps, 2.8mm fixed lens (110°), triple codec H.265/H.264/MJPEG with WiseStream, Multiple streaming, 120dB WDR, True Day & Night (ICR), IR viewable length 20m, Motion detection, Tampering, Defocus detection, Hallway View, 1-way audio and microSD/SDHC/SDXC slot, LDC support (Lens Distortion Correction), IP66, IK10, PoE/12VDC | Info | 360
Camera - Network | ANE-L7012L | 4MP White Light Flateye | A Series | 4MP | Flateye | NDAA compliant | A Series White Light turret camera, 4MP @ 30 FPS, 3mm fixed focal lens, FoV H: 107.7° / V: 59.0°, WiseStream II, triple codec (H.265/H.264/MJPEG), 120dB WDR, White Light LED 20m(65.62ft), Flashing and Constant warning, virtual area (intrusion/enter/exit), virtual Line (crossing/ direction), motion detection, tampering, hallway view, SD card, IP66, PoE, white. | Info | 270
Camera - Network | ANE-L7012R | 4MP Turret | A Series | 4MP | Flateye | NDAA compliant | A Series turret camera, 4MP @ 30 FPS, 3mm fixed focal lens, WiseStream II, Triple codec (H.265/H.264/MJPEG), 120dB WDR, IR LEDs 20m(65.62ft), day & night (ICR), FoV H: 98.3° / V: 54.2°, virtual area (intrusion/enter/exit), virtual Line (crossing/ direction), motion detection, tampering, hallway view, SD card, IP66, PoE, white. | Info | 270
Camera - Network | ANO-L7012R | 4MP IR Bullet | A Series | 4MP | Bullet | NDAA compliant | A Series bullet camera, 4MP @ 30 FPS, 3mm fixed focal lens, WiseStream II, triple codec (H.265/H.264/MJPEG),120dB WDR, IR LEDs 20m(65.62ft), day & night (ICR), FoV H: 98.3° / V: 54.2°, virtual area (intrusion/enter/exit), virtual Line (crossing/ direction), motion detection, tampering, hallway view, SD card, IP66, PoE, white. | Info | 220
Camera - Network | ANO-L7022R | 4MP IR Bullet | A Series | 4MP | Bullet | NDAA compliant | A Series bullet camera, 4MP @ 30 FPS, 4mm fixed focal lens, WiseStreamII, triple codec (H.265/H.264/MJPEG), 120dB WDR, IR LEDs 25m(82.02ft), day & night (ICR), FOV H: 78.3° / V: 42.9°, virtual area (intrusion/enter/exit), virtual Line (crossing/ direction), motion detection, tampering, hallway view, SD card, IP66, PoE, white. | Info | 220
Camera - Network | ANO-L7082R | 4MP IR Bullet | A Series | 4MP | Bullet | NDAA compliant | A Series bullet camera, 4MP @ 30 FPS, motorized varifocal lens 3.1x (3.3~10.3mm) (94.8° ~ 28.1°) , WiseStream II, triple codec (H.265/H.264/MJPEG), 120dB WDR, IR LEDs 30m (98.43ft), day & night (ICR), virtual area (intrusion/enter/exit), virtual Line (crossing/ direction), motion detection, tampering, hallway view, SD card, IP66, PoE, white. | Info | 300
Camera - Network | ANV-L7012R | 4MP IR Vandal Dome | A Series | 4MP | Vandal Dome | NDAA compliant | A Series outdoor vandal dome camera, 4MP @ 30 FPS, 3mm fixed focal lens, WiseStreamII, triple codec (H.265/H.264/MJPEG), 120dB WDR, IR LEDs 20m(65.62ft), day & night (ICR), FoV H: 98.3° / V: 54.2°, virtual area (intrusion/enter/exit), virtual Line (crossing/ direction), motion detection, tampering, hallway view, SD card, IP66, IK10, PoE, white. | Info | 220
Camera - Network | ANV-L7082R | 4MP IR Vandal Dome | A Series | 4MP | Vandal Dome | NDAA compliant | A Series outdoor vandal dome camera, 4MP @ 30 FPS, motorized varifocal lens 3.1x (3.3~10.3mm) (94.8° ~ 28.1°), WiseStream II, triple codec (H.265/H.264/MJPEG), 120dB WDR, IR LEDs 30m (98.43ft), day & night (ICR), virtual area (intrusion/enter/exit), virtual Line (crossing/ direction), motion detection, tampering, hallway view, SD card, IP66, IK10, PoE, white. | Info | 300
3MP Cameras
Camera - Network | TNV-C7013RC | 3MP AI IR Anti-ligature Corner Mount | T Series | 3MP | Corner Camera | NDAA compliant | T series network outdoor AI anti-ligature corner mount camera, 3MP @30fps, 2.39mm fixed focal lens, invisible 940mm wavelength Wise IR 15m(49.21ft), triple codec H.265/H.264/MJPEG with WiseStreamⅢ(Based on AI engine), 120dB WDR, Flip, Mirror, Hallway view(90°/270°), Classified object type : Person/Face/Vehicle/License plate, Support DetectionShot, Analytics events based on AI engine - Object detection, Virtual line(Crossing/Direction), Virtual area(Loitering/Intrusion/Enter/Exit) Analytics events - Defocus detection, Motion detection, Tampering, Audio detection, Sound classification, Virtual area(Appear/Disappear), Clothes color detection(Orange/Black/Red, @400lux), Audio In/Out/Built-in mic, 1 Input/1 Output, MicroSD/SDHC/SDXC memory slot (1TB), PoE/12VDC, IP66, IK10+, IP6K9K | Info | 1500
Camera - Network | TNO-7180RLP | Road AI 3MP High Speed Global Shutter Camera | T Series | 3MP | Bullet | NDAA Compliant EOS Limited stock available | T series Road AI 3MP High Speed Global Shutter Camera, 3MP Global Shutter Sensor, Maximum 55fps @3MP and 50fps @2MP on all resolutions, 6.8~120mm(18x) motorized varifocal, WiseIR 50m (164.04ft), Embedded Wisenet Road AI application with ANPR and MMCR Analytics, Recognition for up to 2 traffic lanes at speeds of up to 200kmh (125mph), List Management, Smart Search, Statistics, Installation aids LPR Setup Tool, Road AI Setup Wizard, USB/CVBS video output, PoE++, 12VDC (HPoE Injector is not included), • IP66, IK10, NEMA 4X, NEMA TS 2 | Info | 4500
Camera - Network | TNV-7011RC | 3MP IR Anti-ligature Corner Mount | T Series | 3MP | Corner Camera | NDAA compliant EOS Limited stock available | T series network outdoor anti-ligature corner mount camera, 3MP @30fps, 2.8mm fixed lens, 940nm IR 10m, triple codec H.265/H.264/MJPEG with WiseStream II, 120dB WDR, Hallway View, Lens Distortion Correction, Digital Image Stabilization, Licence-free onboard Advanced Video Analytics: Tampering, Loitering, Directional detection, Defocus detection, Fog detection, Virtual line, Enter/Exit, Appear/Disappear, Audio detection, Face detection, Motion detection, Digital auto tracking, Sound classification, Shock detection, Audio In/Out/Built-in mic, 1 Input/1 Output, SD Card slot, PoE/12VDC, IP66, IK10+, IP6K9K | Info | 1455
2MP Cameras
Camera - Network | XNO-6123R | 2M AI IR Bullet | X Series | 2MP | Bullet | NDAA compliant | X series powered by Wisenet 7 AI network IR outdoor vandal bullet camera, 2MP @60fps, Full HD (1080p), 5.2 ~ 62.4mm optical zoom lens (12x), H.265/H.264/MJPEG with WiseStream III, Multiple streaming, 150dB WDR, True Day & Night (ICR), High Powered IR LEDs with IR viewable length 90m, Classified object types: Person/Face/Vehicle/License plate; Attributes: Vehicle (Type: car/bus/truck /motorcycle/bicycle); Analytics events based on AI engine - Object detection, Virtual line (Crossing /Direction), Virtual area (Loitering/Intrusion/Enter/Exit); Analytics events - Defocus detection, Motion detection, Tampering, Fog detection, Audio detection, Sound classification, Shock detection, Virtual area (Appear/Disappear); HLC, PTZ Handover; Digital Image Stabilization with built-in Gyro sensor, Micro SD/SDHC/SDXC 2 slot Max. 1TB (512GB * 2), IP66/IP67, IK10, Nema 4X, PoE+/12VDC | Info | 1600
Camera - Network | XNO-6083R | 2MP AI IR Bullet | X Series | 2MP | Bullet | NDAA compliant | X series powered by Wisenet 7 AI network outdoor vandal bullet camera, 2MP @120fps, 2.8~12mm motorized varifocal lens (4.3x), triple codec H.265/H.264/MJPEG with WiseStream III, Multiple streaming, extreme WDR (150dB), Auto Day & Night (ICR), IR viewable length 50m, Next level Cybersecurity, Analytics events based on AI engine (NPU) : Object detection (Person/Face/Vehicle – car, truck, bus, bicycle, motorcycle/License plate),IVA (Virtual line/Area, Enter/Exit, Loitering, Direction, Intrusion), Analytics events : Defocus detection, Motion detection, Tampering, Fog detection Audio detection, Sound classification, Shock detection, Appear/Disappear, Digital Image Stabilization with Built-in Gyro sensor, Bi-directional audio and dual microSD/SDHC/SDXC slot, IP66/IP67, IK10, NEMA4X, PoE+/12VDC | Info | 1400
Camera - Network | XNV-6123R | 2M AI IR outdoor Dome | X Series | 2MP | Vandal Dome | NDAA compliant | X series powered by Wisenet 7 AI network IR outdoor vandal dome camera, 2MP @60fps, Full HD (1080p), 5.2 ~ 62.4mm optical zoom lens (12x), H.265/H.264/MJPEG with WiseStream III, Multiple streaming, 150dB WDR, True Day & Night (ICR), High Powered IR LEDs with IR viewable length 90m, Classified object types: Person/Face/Vehicle/License plate; Attributes: Vehicle (Type: car/bus/truck /motorcycle/bicycle); Analytics events based on AI engine - Object detection, Virtual line (Crossing /Direction), Virtual area (Loitering/Intrusion/Enter/Exit); Analytics events - Defocus detection, Motion detection, Tampering, Fog detection, Audio detection, Sound classification, Shock detection, Virtual area (Appear/Disappear); HLC, PTZ Handover; Digital Image Stabilization with built-in Gyro sensor, Micro SD/SDHC/SDXC 2 slot Max. 1TB (512GB * 2), IP66/IP67/IP6K9K, NEMA4X, IK10+, PoE+/12VDC | Info | 1600
Camera - Network | XNV-6083RZ | 2MP AI IR Vandal Dome | X Series | 2MP | Vandal Dome | NDAA compliant | X series powered by Wisenet 7 AI network IR vandal dome camera, Modular structure X PLUS, 2MP @120fps, 2.8 ~ 12mm motorized varifocal lens (4.3x), Colour 0.01 Lux (F1.4, 1/30sec, 30IRE), BW 0 Lux (IR LED on), IR viewable length: 30m(98.43ft) based on scene, Day & Night (ICR), extremeWDR (150 dB), WiseNRⅡ, WiseStreamⅢ, Analytics events based on AI engine (NPU) : Object detection (Person /Face/Vehicle – car, truck, bus, bicycle, motorcycle/Licence plate), IVA (Virtual line/Area, Enter/Exit, Loitering, Direction, Intrusion), Analytics events : Defocus detection, Motion detection, Tampering, Fog detection, Audio detection, Sound classification, Shock detection, Appear/Disappear, IP66/IP67/IP6K9K, NEMA4X, IK10+, Hard-coated dome bubble | info | 1450
Camera - Network | XNV-6083R | 2MP AI IR Vandal Dome | X Series | 2MP | Vandal Dome | NDAA compliant | X series powered by Wisenet 7 AI network IR outdoor vandal dome camera, Modular structure X PLUS, 2MP @120fps, 2.8 ~ 12.0mm motorized varifocal lens (4.3x) (119.5°~27.9°), triple codec H.265/H.264 /MJPEG with WiseStream III, Multiple streaming, 150dB WDR, True Day & Night (ICR), High Powered IR LEDs with IR viewable length 50m, Analytics events based on AI engine (NPU) : Object detection (Person /Face/Vehicle – car, truck, bus, bicycle, motorcycle/Licence plate),IVA (Virtual line/Area, Enter/Exit, Loitering, Direction, Intrusion),Analytics events : Defocus detection, Motion detection, Tampering, Fog detection, HLC, Digital Image Stabilization with Gyro sensor, Bi-directional audio and dual microSD/SDHC /SDXC slot, ONVIF S/G/T, USB port for easy installation, IP67/IP66/IP6K9K, IK10+, Nema 4X, PoE+/12VDC, white colour skins included | Info | 1400
Camera - Network | XNV-6083Z | 2MP AI Vandal Dome | X Series | 2MP | Vandal Dome | NDAA compliant | X series powered by Wisenet 7 AI network non IR vandal dome camera, Modular structure X PLUS, 2MP @120fps, 2.8 ~ 12mm motorized varifocal lens (4.3x), Colour 0.01 Lux (F1.4, 1/30sec, 30IRE), BW 0.001 Lux, Day & Night (ICR), extremeWDR (150 dB), WiseNRⅡ, WiseStreamⅢ, Analytics events based on AI engine (NPU) : Object detection (Person /Face/Vehicle – car, truck, bus, bicycle, motorcycle/Licence plate), IVA (Virtual line/Area, Enter/Exit, Loitering, Direction, Intrusion), Analytics events : Defocus detection, Motion detection, Tampering, Fog detection, Audio detection, Sound classification, Shock detection, Appear/Disappear, IP66/IP67/IP6K9K, NEMA4X, IK10+, Hard-coated dome bubble | info | 1450
Camera - Network | XND-6083RV | 2MP AI IR Dome | X Series | 2MP | Dome | NDAA compliant | X series powered by Wisenet 7 AI network IR indoor vandal dome camera, Modular structure X PLUS, 2MP @60fps, 2.8 ~ 12.0mm motorized varifocal lens (4.3x) (119.5°~27.9°), triple codec H.265/H.264/MJPEG with WiseStream II, Multiple streaming, 150dB WDR, True Day & Night (ICR), High Powered IR LEDs with IR viewable length 50m, Analytics events based on AI engine (NPU) : Object detection (Person/Face/ Vehicle – car, truck, bus, bicycle, motorcycle/Licence plate),IVA (Virtual line/Area, Enter/Exit, Loitering, Direction, Intrusion),Analytics events : Defocus detection, Motion detection, Tampering, Fog detection, HLC, Digital Image Stabilization with Gyro sensor, Bi-directional audio and dual microSD/SDHC /SDXC slot, ONVIF S/G/T, USB port for easy installation, IP52, IK10, PoE+/12VDC, white colour skins included | info | 1200
Camera - Network | XNB-6003 | 2MP AI Box | X Series | 2MP | Box | NDAA compliant | X series powered by Wisenet 7 AI network box camera, 1/2.8" progressive CMOS, 2MP @120fps, 0.007 Lux@F1.2 (Color), 0.0007 Lux@F1.2 (B/W),30IRE simple focus, triple codec H.265/H.264/MJPEG with WiseStream III, Multiple streaming, 150dB WDR, True Day & Night (ICR), Analytics events based on AI engine : Object detection(Person/Face/Vehicle(car/bus/truck/motorcycle/bicycle)/License plate), IVA (Virtual line/Area, Enter/Exit, Loitering, direction, Appear/Disappear, intrusion); Analytics events : Defocus detection, Motion detection, Tampering, Fog detection, Audio detection, Sound classification, Shock detection,Based on AI engine : People counting, Queue management, Heatmap,Handover, Digital Image Stabilization with built-in Gyro sensor, Bi-directional audio and dual SD/SDHC/SDXC slot, USB port for easy installation, PoE/12VDC ※ The lens is not included | Info | 900
Camera - Network | XNO-C6083R | 2MP AI IR Bullet | X Series | 2MP | Bullet | NDAA compliant | X series powered by Wisenet 7 AI network outdoor vandal bullet camera, 2MP @60fps, 2.8~12mm motorized varifocal lens (4.3x), triple codec H.265/H.264/MJPEG with WiseStream III, Multiple streaming, extreme WDR (150dB), Auto Day & Night (ICR), IR viewable length 40m, Next level Cybersecurity, Analytics events based on AI engine (NPU) : Object detection (Person/Face/Vehicle – car, truck, bus, bicycle, motorcycle/License plate),IVA (Virtual line/Area, Enter/Exit, Loitering, Direction, Intrusion), Analytics events : Defocus detection, Motion detection, Tampering, Fog detection Audio detection, Sound classification, Shock detection, Appear/Disappear, Digital Image Stabilization with Built-in Gyro sensor, Bi-directional audio and microSD/SDHC/SDXC slot, IP66/IP67, IK10, NEMA4X, PoE/12VDC | info | 1200
Camera - Network | XNV-C6083 | 2MP AI Vandal Dome | X Series | 2MP | Vandal Dome | NDAA compliant | X series powered by Wisenet 7 AI network non IR vandal dome camera, Modular structure X PLUS, 2MP @60fps, 2.8 ~ 12mm motorized varifocal lens (4.3x), Colour 0.01 Lux (F1.4, 1/30sec, 30IRE), BW 0 Lux, Day & Night (ICR), extremeWDR (150 dB), DIS with built-in Gyro sensor, WiseNRⅡ, WiseStreamⅢ, Analytics events based on AI engine (NPU) : Object detection (Person /Face/Vehicle – car, truck, bus, bicycle, motorcycle/Licence plate), IVA (Virtual line/Area, Enter/Exit, Loitering, Direction, Intrusion), Analytics events : Defocus detection, Motion detection, Tampering, Fog detection, Audio detection, Sound classification, Shock detection, Appear/Disappear, IP66/IP67, NEMA4X, IK10, Hard-coated dome bubble | info | 1200
Camera - Network | XNV-C6083R | 2MP AI IR Vandal Dome | X Series | 2MP | Vandal Dome | NDAA compliant | X series powered by Wisenet 7 AI network IR outdoor vandal dome camera,2MP @60fps, 2.8 ~ 12.0mm motorized varifocal lens (4.3x) (119.5°~27.9°), triple codec H.265/H.264 /MJPEG with WiseStream III, Multiple streaming, 150dB WDR, True Day & Night (ICR), High Powered IR LEDs with IR viewable length 40m, Analytics events based on AI engine (NPU) : Object detection (Person /Face/Vehicle – car, truck, bus, bicycle, motorcycle/Licence plate),IVA (Virtual line/Area, Enter/Exit, Loitering, Direction, Intrusion),Analytics events : Defocus detection, Motion detection, Tampering, Fog detection, HLC, Digital Image Stabilization with Gyro sensor, Bi-directional audio and single microSD/SDHC /SDXC slot, ONVIF S/G/T, USB port for easy installation, IP67/IP66, IK10, Nema 4X, PoE/12VDC, white colour skins included | info | 1200
Camera - Network | XND-C6083RV | 2MP AI IR Dome | X Series | 2MP | Dome | NDAA compliant | X series powered by Wisenet 7 AI network IR indoor vandal dome camera,2MP @60fps, 2.8 ~ 12.0mm motorized varifocal lens (4.3x) (119.5°~27.9°), triple codec H.265/H.264/MJPEG with WiseStream II, Multiple streaming, 150dB WDR, True Day & Night (ICR), High Powered IR LEDs with IR viewable length 40m, Analytics events based on AI engine (NPU) : Object detection (Person /Face/Vehicle – car, truck, bus, bicycle, motorcycle/Licence plate),IVA (Virtual line/Area, Enter/Exit, Loitering, Direction, Intrusion),Analytics events : Defocus detection, Motion detection, Tampering, Fog detection,, HLC, Digital Image Stabilization with Gyro sensor, Bi-directional audio and single microSD/SDHC/SDXC slot, ONVIF S/G/T, USB port for easy installation, IP52, IK08, PoE/12VDC, white skins included | info | 1050
Camera - Network | XNP-C6403RW | 2MP 40x IR AI PTZ with built-in wiper | X Series | 2MP | PTZ | NDAA compliant | X series powered by Wisenet 7 AI network outdoor PTZ camera, 2MP @ 60fps, 40x Optical Zoom lens (4.25 ~170mm) (65.66º ~ 1.88º),60° Endless Pan range, 500°/sec Pan speed, Tilt: -20° ~ 90°, triple codec H.265/H.264/MJPEG with WiseStream II, Multiple streaming, extreme WDR (150dB), True Day & Night (ICR),Viewable IR length 200m, Analystics events based on AI engine, Defocust / Motion / Fog / Shock detection, Tampering, Virtual area, Classified object (Person/Face/Vehicle/License plate), Attributes (Vehicle type), Object auto tracking(Person/Vehicle), Target lock tracking, Digital Image Stabilization with Built-in Gyro sensor, 2x Micro SD/SDHC/SDXC slots up to 1TB, IP66, IK10, NEMA4X, NEMA-TS2, HPoE, Built-in wiper * Alarm outputs, Audio detection, Sound classification(with NW I/O Box which can be purchased separately) | Info | 4100
Camera - Network | XNP-C6403R | 2MP IR AI PTZ | X Series | 2MP | PTZ | NDAA compliant | X series powered by Wisenet 7 AI network outdoor PTZ camera, 2MP @ 60fps, 40x Optical Zoom lens (4.25 ~170mm) (65.66º ~ 1.88º),60° Endless Pan range, 700°/sec Pan speed, Tilt: -20° ~ 90°, triple codec H.265/H.264/MJPEG with WiseStream II, Multiple streaming, extreme WDR (150dB), True Day & Night (ICR),Viewable IR length 200m, Analystics events based on AI engine, Defocust / Motion / Fog / Shock detection, Tampering, Virtual area, Classified object (Person/Face/Vehicle/License plate), Attributes (Vehicle type), Object auto tracking(Person/Vehicle), Target lock tracking, Digital Image Stabilization with Built-in Gyro sensor, 2x Micro SD/SDHC/SDXC slots up to 1TB, IP66, IK10, NEMA4X, NEMA-TS2, HPoE * Alarm outputs, Audio detection, Sound classification(with NW I/O Box which can be purchased separately) | Info | 3800
Camera - Network | XNP-C6403 | 2MP AI PTZ | X Series | 2MP | PTZ | NDAA compliant | X series powered by Wisenet 7 AI network outdoor PTZ camera, 2MP @ 60fps, 40x Optical Zoom lens (4.25 ~170mm) (65.66º ~ 1.88º),60° Endless Pan range, 700°/sec Pan speed, Tilt: -20° ~ 90°, triple codec H.265/H.264/MJPEG with WiseStream II, Multiple streaming, extreme WDR (150dB), True Day & Night (ICR),Analystics events based on AI engine, Defocust / Motion / Fog / Shock detection, Tampering, Virtual area, Classified object (Person/Face/Vehicle/License plate), Attributes (Vehicle type), Object auto tracking(Person/Vehicle), Target lock tracking, Digital Image Stabilization with Built-in Gyro sensor, 2x Micro SD/SDHC/SDXC slots up to 1TB, IP66, IK10, NEMA4X, NEMA-TS2, PoE+ * Alarm outputs, Audio detection, Sound classification(with NW I/O Box which can be purchased separately) | Info | 3550
Camera - Network | PNO-A6081R | 2MP AI IR Bullet | P Series | 2MP | Bullet | NDAA compliant | P series network 2MP AI IR outdoor vandal bullet camera, 2MP @120fps, 4.38~9.33mm motorized varifocal lens (2.13x), triple codec H.265/H.264/MJPEG with WiseStream II, Multiple streaming, 120dB WDR, True Day & Night (ICR), IR viewable length 40m, Classified object type : Person/Face/Vehicle/ License plate with attributes, BestShot per object, Analytics events based on AI engine : Object detection, Face mask detection, Social distancing detection, Directional detection, Digital auto tracking, Enter/Exit, Loitering, Virtual line, Analytics events : Defocus detection, Motion detection, Appear/Disappear, Tampering, Audio detection, Sound classification, Shock detection, Business Analytics, Hallway view, Bi-directional audio and dual microSD/SDHC/SDXC slot, IP66/IP67, IK10+, NEMA4X, PoE+/12VDC | Info | 1570
Camera - Network | PNV-A6081R | 2MP AI IR Outdoor Vandal Dome | P Series | 2MP | Vandal Dome | NDAA compliant | P series network 2MP AI IR outdoor vandal dome camera, Modular structurre X PLUS, 2MP @120fps, 4.38~9.33mm motorized varifocal lens (2.13x), triple codec H.265/H.264/MJPEG with WiseStream II, Multiple streaming, 120dB WDR, Auto Day & Night (ICR), IR viewable length 40m, Classified object type : Person/Face/Vehicle/License plate with attributes, BestShot per object, Analytics events based on AI engine : Object detection, Face mask detection, Social distancing detection, Directional detection, Digital auto tracking, Enter/Exit, Loitering, Virtual line, Analytics events : Defocus detection, Motion detection, Appear/Disappear, Tampering, Audio detection, Sound classification, Shock detection, Business Analytics, Hallway view, Bi-directional audio and dual microSD/SDHC/SDXC slot, IP66/IP67/ IP6K9K, IK10+, NEMA4X, PoE+/12VDC | Info | 1670
Camera - Network | PND-A6081RV | 2MP AI IR Indoor Dome | P Series | 2MP | Dome | NDAA compliant | P series network 2MP AI IR indoor dome camera, Modular structurre X PLUS, 2MP @120fps, 4.38~9.33mm motorized varifocal lens (2.13x), triple codec H.265/H.264/MJPEG with WiseStream II, WiseStream III, Multiple streaming, 120dB WDR, Auto Day & Night (ICR), IR viewable length 40m, Classified object type : Person/Face/Vehicle/License plate with attributes, BestShot per object, Analytics events based on AI engine : Object detection, Face mask detection, Social distancing detection, Directional detection, Digital auto tracking, Enter/Exit, Loitering, Virtual line, Analytics events : Defocus detection, Motion detection, Appear/Disappear, Tampering, Audio detection, Sound classification, Shock detection, Business Analytics, Hallway view, Bi-directional audio and dual microSD/SDHC/SDXC slot, IP52, IK10, PoE+/12VDC | Info | 1470
Camera - Network | PND-A6081RF | 2MP AI IR Flush Mount Indoor Dome | P Series | 2MP | Dome | NDAA compliant | P series network 2MP AI IR indoor flush mount dome camera, Modular structurre X PLUS, 2MP @120fps, 4.38~9.33mm motorized varifocal lens (2.13x), triple codec H.265/H.264/MJPEG with WiseStream II, WiseStream III, Multiple streaming, 120dB WDR, Auto Day & Night (ICR), IR viewable length 40m, Classified object type : Person/Face/Vehicle/License plate with attributes, BestShot per object, Analytics events based on AI engine : Object detection, Face mask detection, Social distancing detection, Directional detection, Digital auto tracking, Enter/Exit, Loitering, Virtual line, Analytics events : Defocus detection, Motion detection, Appear/Disappear, Tampering, Audio detection, Sound classification, Shock detection, Business Analytics, Hallway view, Bi-directional audio and dual microSD/SDHC/SDXC slot, IP52, IK10, Plenum rate, PoE+/12VDC | Info | 1470
Camera - Network | QNO-C6083R | 2MP AI IR Bullet | Q Series | 2MP | Bullet | NDAA compliant | Q series network IR outdoor vandal bullet camera, 2MP @ 30fps, motorized vari-focal lens 3.2~10.2mm (H: 102.0°~32.2° / V: 54.2°~18.3°), triple codec H.265/H.264/MJPEG with Wisestream III (Based on AI engine), WiseNRⅡ(Based on AI engine), WDR 120dB, IR viewable length 40m (131.23ft), Motion Detection based on AI engine, Classified object type: Person/Vehicle (vehicle type: car/bus/truck/motorcycle/bicycle); IVA events based on AI engine: Virtual line (Crossing/Direction), Virtual area (Loitering/Intrusion/Enter/Exit/(Dis)Appear), *Audio: Selectable(mic in/line in), defocus detection, hallway View, SD card, video analytics, USB for easy installation, open platform, IP66, IK10, PoE, Operating temperature -40°C~+55°C(-40°F ~ +131°F) white color. | Info | 620
Camera - Network | QNV-C6083R | 2MP AI IR Vandal Dome | Q Series | 2MP | Vandal Dome | NDAA compliant | Q series network IR outdoor vandal dome camera, 2MP @ 30fps, motorized vari-focal lens 3.2~10.2mm (H: 102.0°~32.2° / V: 54.2°~18.3°), triple codec H.265/H.264/MJPEG with Wisestream III (Based on AI engine), WiseNRⅡ(Based on AI engine), WDR 120dB, IR viewable length 40m (131.23ft), Motion Detection based on AI engine, Classified object type: Person/Vehicle (vehicle type: car/bus/truck/motorcycle/bicycle); IVA events based on AI engine: Virtual line (Crossing/Direction), Virtual area (Loitering/Intrusion/Enter/Exit/(Dis)Appear), *Audio: Selectable(mic in/line in), defocus detection, hallway View, SD card, video analytics, USB for easy installation, open platform, IP66, IK10, PoE, Operating temperature -40°C~+55°C(-40°F ~ +131°F) white color. * Alarm I/O and audio is supported through an optional cable (SPP-C7400) | Info | 620
Camera - Network | PNV-A6081R-E1T | 2MP AI IR Outdoor Vandal Dome with 1TB SolidEDGE WAVE Recording Solution | P Series | 2MP | Vandal Dome | NDAA compliant | SolidEDGE is powerful 2MP AI camera with embedded 1TB Solid State Drive (SSD) storage, includes pre-installed Hanwha WAVE VMS with 1 Channel License, capable of recording up to 5 additional cameras for a total recording solution of 6 cameras (32Mbps total recording throughput). P series network IR outdoor vandal dome camera, Modular structure, 2MP @120fps, 4.38~9.33mm motorized varifocal lens (2.13x), triple codec H.265/H.264/MJPEG with WiseStream II, Multiple streaming, 120dB WDR, Auto Day & Night (ICR), IR viewable length 40m, Motion detection, Hallway view, Bi-directional audio, IP66/IP67/ IP6K9K, IK10+, NEMA4X, PoE+/12VDC. NOTE: to record additional cameras, additional license needs to be purchased WAVE-PRO-XX. | Info | 2750
Camera - Network | PNV-A6081R-E2T | 2MP AI IR Outdoor Vandal Dome with 2TB SolidEDGE WAVE Recording Solution | P Series | 2MP | Vandal Dome | NDAA compliant | SolidEDGE is powerful 2MP AI camera with embedded 2TB Solid State Drive (SSD) storage, includes pre-installed Hanwha WAVE VMS with 1 Channel License, capable of recording up to 5 additional cameras for a total recording solution of 6 cameras (32Mbps total recording throughput). P series network IR outdoor vandal dome camera, Modular structure, 2MP @120fps, 4.38~9.33mm motorized varifocal lens (2.13x), triple codec H.265/H.264/MJPEG with WiseStream II, Multiple streaming, 120dB WDR, Auto Day & Night (ICR), IR viewable length 40m, Motion detection, Hallway view, Bi-directional audio, IP66/IP67/ IP6K9K, IK10+, NEMA4X, PoE+/12VDC. NOTE: to record additional cameras, additional license needs to be purchased WAVE-PRO-XX. | Info | 3100
Camera - Network | XND-6081VZ | 2MP Indoor PTRZ Dome | X Series | 2MP | Dome | NDAA Compliant EOS Limited stock available | X series powered by Wisenet 5 network indoor vandal dome camera, Modular structure X PLUS, 2MP @60fps, 2.8 ~ 12.0mm motorized varifocal lens (4.3x) (119.5°~27.9°), Motorized Pan/Tilt/Rotate/Zoom, triple codec H.265/H.264/MJPEG with WiseStream II, Multiple streaming, 150dB WDR, True Day & Night (ICR), Advanced Video Analytics and Sound Classification and Business Analytics, Shock Detection, Audio Playback, Hallway View, Motion detection, Fog detection, HLC, Digital Image Stabilization with Gyro sensor, Bi-directional audio and dual microSD/SDHC/SDXC slot, ONVIF S/G/T, USB port for easy installation, IP52, IK10, PoE/12VDC, white & ivory colour skins included, optional black skin cover | Info | 1044
Camera - Network | XND-6081RF | 2MP IR Flush Mount Dome | X Series | 2MP | Dome | NDAA Compliant EOS Limited stock available | X series powered by Wisenet 5 network IR flush mount dome camera, Modular structure X PLUS, 2MP @60fps, 2.8 ~ 12.0mm motorized varifocal lens (4.3x) (119.5°~27.9°), triple codec H.265/H.264/MJPEG with WiseStream II, Multiple streaming, 150dB WDR, True Day & Night (ICR), High Powered IR LEDs with IR viewable length 50m, Advanced Video Analytics and Sound Classification and Business Analytics, Shock Detection, Audio Playback, Hallway View, Motion detection, Fog detection, HLC, Digital Image Stabilization with Gyro sensor, Bi-directional audio and dual microSD/SDHC/SDXC slot, ONVIF S/G/T, USB port for easy installation, IP52, Plenum rate (UL2820), PoE/12VDC | Info | 949
Camera - Network | XNV-6081R | 2MP IR Outdoor Dome | X Series | 2MP | Vandal Dome | NDAA Compliant EOS Limited stock available | X series powered by Wisenet 5 network IR outdoor vandal dome camera, Modular structure X PLUS, 2MP @60fps, 2.8 ~ 12.0mm motorized varifocal lens (4.3x) (119.5°~27.9°), triple codec H.265/H.264/MJPEG with WiseStream II, Multiple streaming, 150dB WDR, True Day & Night (ICR), High Powered IR LEDs with IR viewable length 70m, Advanced Video Analytics and Sound Classification and Business Analytics, Shock Detection, Audio Playback, Hallway View, Motion detection, Fog detection, HLC, Digital Image Stabilization with Gyro sensor, Bi-directional audio and dual microSD/SDHC/SDXC slot, ONVIF S/G/T, USB port for easy installation, IP67/IP66/IP6K9K, IK10+, Nema 4X, PoE/12VDC, optional 24VAC, white & ivory colour skins included, optional black skin cover | Info | 1166
Camera - Network | XNV-6081RE | 2MP IR Indoor Dome | X Series | 2MP | Vandal Dome | NDAA compliant | X series powered by Wisenet 5 network IR outdoor vandal dome camera, Modular structure X PLUS, PoE+ in/PoE out, 2MP @60fps, 2.8 ~ 12.0mm motorized varifocal lens (4.3x) (119.5°~27.9°), triple codec H.265/H.264/MJPEG with WiseStream II, Multiple streaming, 150dB WDR, True Day & Night (ICR), High Powered IR LEDs with IR viewable length 50m, Advanced Video Analytics and Sound Classification and Business Analytics, Shock Detection, Audio Playback, Hallway View, Motion detection, Fog detection, HLC, Digital Image Stabilization with Gyro sensor, Bi-directional audio and dual microSD/SDHC/SDXC slot, ONVIF S/G/T, USB port for easy installation, IP67/IP66/IP6K9K, IK10+, Nema 4X, PoE+ | Info | 1225
Camera - Network | XND-6081REV | 2MP IR Indoor Dome | X Series | 2MP | Dome | NDAA compliant | X series powered by Wisenet 5 network IR indoor vandal dome camera, Modular structure X PLUS, PoE+ in/PoE out, 2MP @60fps, 2.8 ~ 12.0mm motorized varifocal lens (4.3x) (119.5°~27.9°), triple codec H.265/H.264/MJPEG with WiseStream II, Multiple streaming, 150dB WDR, True Day & Night (ICR), High Powered IR LEDs with IR viewable length 50m, Advanced Video Analytics and Sound Classification and Business Analytics, Shock Detection, Audio Playback, Hallway View, Motion detection, Fog detection, HLC, Digital Image Stabilization with Gyro sensor, Bi-directional audio and dual microSD/SDHC/SDXC slot, ONVIF S/G/T, USB port for easy installation, IP52, IK10, PoE+ | Info | 997
Camera - Network | XNV-6081 | 2MP Outdoor Dome | X Series | 2MP | Vandal Dome | NDAA Compliant EOS Limited stock available | X series powered by Wisenet 5 network outdoor vandal dome camera, Modular structure X PLUS, 2MP @60fps, 2.8 ~ 12.0mm motorized varifocal lens (4.3x) (119.5°~27.9°), triple codec H.265/H.264/MJPEG with WiseStream II, Multiple streaming, 150dB WDR, True Day & Night (ICR), Advanced Video Analytics and Sound Classification and Business Analytics, Shock Detection, Audio Playback, Hallway View, Motion detection, Fog detection, HLC, Digital Image Stabilization with Gyro sensor, Bi-directional audio and dual microSD/SDHC/SDXC slot, ONVIF S/G/T, USB port for easy installation, IP67/IP66/IP6K9K, IK10+, Nema 4X, PoE/12VDC, optional 24VAC, white & ivory colour skins included, optional black skin cover | Info | 1060
Camera - Network | XNB-6005 | eXtraLUX Box | X Series | 2MP | Box | NDAA Compliant EOS Limited stock available | X series powered by Wisenet 5 network box camera, eXtraLUX features 1/2" sensor, 2MP @60fps, 0.006 Lux@F1.2 (Color), 0.0006 Lux@F1.2 (B/W), simple focus, triple codec H.265/H.264/MJPEG with WiseStream II, Multiple streaming, 150dB WDR, True Day & Night (ICR), Advanced Video Analytics and Sound Classification, Hallway View, Motion detection, Fog detection, HLC, Handover, Digital Image Stabilization with built-in Gyro sensor, Bi-directional audio and dual SD/SDHC/SDXC slot, USB port for easy installation, PoE/12VDC/24VAC ※ The lens is not included | Info | 978
Camera - Network | XNB-6000 | 2MP Box | X Series | 2MP | Box | NDAA compliant | X series powered by Wisenet 5 network box camera, 2MP @60fps, simple focus, triple codec H.265/H.264/MJPEG with WiseStream II, Multiple streaming, 150dB WDR, True Day & Night (ICR), Advanced Video Analytics and Sound Classification, Hallway View, Motion detection, Fog detection, HLC, Handover, Digital Image Stabilization with built-in Gyro sensor, Bi-directional audio and dual SD/SDHC/SDXC slot, USB port for easy installation, PoE/12VDC/24VAC ※ The lens is not included | Info | 660
Camera - Network | XNB-6001 | 2MP Covert Main Module | X Series | 2MP | Box | NDAA compliant | X series powered by Wisenet 5 remote head cam, 2MP @60fps, triple codec H.265/H.264/MJPEG with WiseStream II, Multiple streaming, 120dB WDR, Advanced Video Analytics and Sound Classification and Business Analytics, Motion detection, Fog detection, HLC, Handover, Digital Image Stabilization, Bi-directional audio and SD/SDHC/SDXC slot, USB port for easy installation, PoE/12VDC, Compatible with following lens modules SLA-T2480, SLA-T2480V, SLA-T4680, SLA-T4680V, SLA-T1080F, SLA-T4680D, SLA-T4680DS, SLA-T4680DW (not included) ※ The lens is not included | Info | 462
Camera - Network | XNB-6002 | 2MP Covert Main Module | X Series | 2MP | Box | NDAA compliant | X series powered by Wisenet 7 remote head cam, 2MP @60fps, triple codec H.265/H.264/MJPEG with WiseStream II, Multiple streaming, 120dB WDR, Advanced Video Analytics and Sound Classification and Business Analytics, Motion detection, HandoverFog detection, HLC, Handover, Digital Image Stabilization, Bi-directional audio and SD/SDHC/SDXC slot, USB port for easy installation, PoE/12VDC, Compatible with following lens modules SLA-T2480FA, SLA-T2480A, SLA-T2480VA, SLA-T4680A, SLA-T4680VA (not included) ※ The lens is not included | Info | 510
Camera - Network | XNO-6120 | 2M 12X Bullet | X Series | 2MP | Bullet | NDAA Compliant EOS Limited stock available | X series powered by Wisenet 5 network outdoor vandal bullet camera, 2MP @60fps, Full HD(1080p), 5.2 ~ 62.4mm optical zoom lens (12x) (54.58°~5.30°), triple codec H.265/H.264/MJPEG with WiseStream II, Multiple streaming, 150dB WDR, True Day & Night (ICR), Advanced Video Analytics and Sound Classification, Hallway View, Motion detection, Fog detection, HLC, Handover, Digital Image Stabilization with built-in Gyro sensor, Bi-directional audio and dual SD/SDHC/SDXC slot, USB port for easy installation, IP67, IK10, Nema 4X, PoE/12VDC/24VAC | Info | 1264
Camera - Network | XNO-6120R | 2M 12X IR Bullet | X Series | 2MP | Bullet | NDAA compliant | X series powered by Wisenet 5 network IR outdoor vandal bullet camera, 2MP @60fps, Full HD(1080p), 5.2 ~ 62.4mm optical zoom lens (12x) (54.58°~5.30°), triple codec H.265/H.264/MJPEG with WiseStream II, Multiple streaming, 150dB WDR, True Day & Night (ICR), High Powered IR LEDs with IR viewable length 70m, Advanced Video Analytics and Sound Classification, Hallway View, Motion detection, Fog detection, HLC, Handover, Digital Image Stabilization with built-in Gyro sensor, Bi-directional audio and dual SD/SDHC/SDXC slot, USB port for easy installation, IP67, IK10, Nema 4X, PoE/12VDC/24VAC | Info | 1330
Camera - Network | XNO-6085R | eXtraLUX IR Bullet | X Series | 2MP | Bullet | NDAA Compliant EOS Limited stock available | X series powered by Wisenet 5 network IR outdoor vandal bullet camera, eXtraLUX features 1/2" sensor with F0.94 Lens, 2MP @60fps, 4.1 ~ 16.4mm motorized varifocal lens (optical 4x) (100°~26.2°), triple codec H.265/H.264/MJPEG with WiseStream II, Multiple streaming, 150dB WDR, True Day & Night (ICR), High Powered IR LEDs with IR viewable length 70m, Advanced Video Analytics and Sound Classification and Business Analytics, Hallway View, Motion detection, Fog detection, HLC, Handover, Digital Image Stabilization with built-in Gyro Sensor, Bi-directional audio and dual SD/SDHC/SDXC slot, USB port for easy installation, IP67, IK10, Nema 4X, PoE/12VDC/24VAC | Info | 1606
Camera - Network | XNO-6080R | 2MP IR Bullet | X Series | 2MP | Bullet | NDAA compliant | X series powered by Wisenet 5 network IR outdoor vandal bullet camera, 2MP @60fps, 2.8 ~ 12.0mm motorized varifocal lens (4.3x) (119.5°~27.9°), triple codec H.265/H.264/MJPEG with WiseStream II, Multiple streaming, 150dB WDR, True Day & Night (ICR), High Powered IR LEDs with IR viewable length 50m, Advanced Video Analytics and Sound Classification, Hallway View, Motion detection, Fog detection, HLC, Handover, Digital Image Stabilization, Bi-directional audio and dual SD/SDHC/SDXC slot, USB port for easy installation, IP67, IK10, Nema 4X, PoE/12VDC/24VAC | Info | 940
Camera - Network | XNO-L6080R | 2MP IR Bullet | X Series | 2MP | Bullet | NDAA compliant | X series powered by Wisenet 5 network IR outdoor vandal bullet camera, 2MP @60fps, Full HD(1080p), 3.2 ~ 10mm motorized varifocal lens (3.1x) (109°~33.2°), triple codec H.265/H.264/MJPEG with WiseStream II, Multiple streaming, 120dB WDR, True Day & Night (ICR), IR viewable length 30m, Tampering, Defocus detection, Motion Detection, Fog detection, Hallway View, HLC, Digital Image Stabilization, single SD/SDHC/SDXC slot, USB port for easy installation, IP66, IK10, PoE | Info | 753
Camera - Network | XNO-6010R | 2MP IR Bullet | X Series | 2MP | Bullet | NDAA compliant | X series powered by Wisenet 5 network IR outdoor vandal bullet camera, 2MP @60fps, 2.4mm fixed lens (139°), triple codec H.265/H.264/MJPEG with WiseStream II, Multiple streaming, 150dB WDR, True Day & Night (ICR), High Powered IR LEDs with IR viewable length 20m, Advanced Video Analytics and Sound Classification and Business Analytics, Hallway View, Motion detection, Fog detection, HLC, Handover, Digital Image Stabilization, Bi-directional audio and dual SD/SDHC/SDXC slot, USB port for easy installation, IP67, IK10, Nema 4X, PoE/12VDC | Info | 506
Camera - Network | XNO-6020R | 2MP IR Bullet | X Series | 2MP | Bullet | NDAA compliant | X series powered by Wisenet 5 network IR outdoor vandal bullet camera, 2MP @60fps, 4mm fixed lens (88.6°), triple codec H.265/H.264/MJPEG with WiseStream II, Multiple streaming, 150dB WDR, True Day & Night (ICR), High Powered IR LEDs with IR viewable length 30m, Advanced Video Analytics and Sound Classification and Business Analytics, Hallway View, Motion detection, Fog detection, HLC, Handover, Digital Image Stabilization, Bi-directional audio and dual SD/SDHC/SDXC slot, USB port for easy installation, IP67, IK10, Nema 4X, PoE/12VDC | Info | 506
Camera - Network | XND-6080 | 2MP Indoor Dome | X Series | 2MP | Dome | NDAA compliant | X series powered by Wisenet 5 network indoor dome camera, 2MP @60fps, 2.8 ~ 12.0mm motorized varifocal lens (4.3x) (119.5°~27.9°), triple codec H.265/H.264/MJPEG with WiseStream II, Multiple streaming, 150dB WDR, True Day & Night (ICR), Advanced Video Analytics and Sound Classification, Hallway View, Motion detection, Fog detection, HLC, Handover, Digital Image Stabilization, Bi-directional audio and dual microSD/SDHC/SDXC slot, USB port for easy installation, IK08, PoE/12VDC | Info | 740
Camera - Network | XND-6080V | 2MP Indoor Vandal Dome | X Series | 2MP | Dome | NDAA compliant | X series powered by Wisenet 5 network indoor vandal dome camera, 2MP @60fps, 2.8 ~ 12.0mm motorized varifocal lens (4.3x) (119.5°~27.9°), triple codec H.265/H.264/MJPEG with WiseStream II, Multiple streaming, 150dB WDR, True Day & Night (ICR), Advanced Video Analytics and Sound Classification, Hallway View, Motion detection, Fog detection, HLC, Handover, Digital Image Stabilization, Bi-directional audio and dual microSD/SDHC/SDXC slot, USB port for easy installation, IK08, PoE/12VDC | Info | 784
Camera - Network | XND-6080R | 2MP IR Indoor Dome | X Series | 2MP | Dome | NDAA compliant | X series powered by Wisenet 5 network IR indoor dome camera, 2MP @60fps, 2.8 ~ 12.0mm motorized varifocal lens (4.3x) (119.5°~27.9°), triple codec H.265/H.264/MJPEG with WiseStream II, Multiple streaming, 150dB WDR, True Day & Night (ICR), High Powered IR LEDs with IR viewable length 30m, Advanced Video Analytics and Sound Classification, Hallway View, Motion detection, Fog detection, HLC, Handover, Digital Image Stabilization, Bi-directional audio and dual microSD/SDHC/SDXC slot, USB port for easy installation, IK08, PoE/12VDC | Info | 838
Camera - Network | XND-6080RV | 2MP IR Indoor Vandal Dome | X Series | 2MP | Dome | NDAA compliant | X series powered by Wisenet 5 network IR indoor vandal dome camera, 2MP @60fps, 2.8 ~ 12.0mm motorized varifocal lens (4.3x) (119.5°~27.9°), triple codec H.265/H.264/MJPEG with WiseStream II, Multiple streaming, 150dB WDR, True Day & Night (ICR), High Powered IR LEDs with IR viewable length 30m, Advanced Video Analytics and Sound Classification, Hallway View, Motion detection, Fog detection, HLC, Handover, Digital Image Stabilization, Bi-directional audio and dual microSD/SDHC/SDXC slot, USB port for easy installation, IK08, PoE/12VDC | Info | 894
Camera - Network | XND-L6080R | 2MP IR Indoor Dome | X Series | 2MP | Dome | NDAA compliant | X series powered by Wisenet 5 network IR indoor dome camera, 2MP @60fps, 3.2 ~ 10.0mm motorized varifocal lens (3.1x) (109.0°~33.2°), triple codec H.265/H.264/MJPEG with WiseStream II, Multiple streaming, 120dB WDR, True Day & Night (ICR), IR viewable length 20m, Tampering, Defocus detection, Motion Detection, Fog detection, Hallway View, HLC, Digital Image Stabilization, single SD/SDHC/SDXC slot, USB port for easy installation, IK08, PoE | Info | 671
Camera - Network | XND-6020R | 2MP IR Indoor Dome | X Series | 2MP | Dome | NDAA compliant | X series powered by Wisenet 5 network IR indoor dome camera, 2MP @60fps, 4mm fixed lens (88.6°), triple codec H.265/H.264/MJPEG with WiseStream II, Multiple streaming, 150dB WDR, True Day & Night (ICR), High Powered IR LEDs with IR viewable length 30m, Advanced Video Analytics and Sound Classification and Business Analytics, Hallway View, Motion detection, Fog detection, HLC, Handover, Digital Image Stabilization, Bi-directional audio and dual microSD/SDHC/SDXC slot, USB port for easy installation, IK08, PoE/12VDC | Info | 470
Camera - Network | XND-6011F | 2MP Flush Mount | X Series | 2MP | Dome | NDAA compliant | X series powered by Wisenet 5 network flush mount dome camera, 2MP @60fps, 2.8mm fixed lens (112°), triple codec H.265/H.264/MJPEG with WiseStream II, Multiple streaming, 150dB WDR, Electronic Day & Night , Advanced Video Analytics and Sound Classification and Business Analytics, Hallway View, Motion detection, Fog detection, HLC, Handover, Digital Image Stabilization, Built-in Mic, 1-directional audio and SD/SDHC/SDXC slot, USB port for easy installation, PoE | Info | 492
Camera - Network | XND-6010 | 2MP Indoor Dome | X Series | 2MP | Dome | NDAA compliant | X series powered by Wisenet 5 network indoor dome camera, 2MP @60fps, 2.4mm fixed lens (139°), triple codec H.265/H.264/MJPEG with WiseStream II, Multiple streaming, 150dB WDR, True Day & Night (ICR), Advanced Video Analytics and Sound Classification and Business Analytics, Hallway View, Motion detection, Fog detection, HLC, Handover, Digital Image Stabilization, Bi-directional audio and dual SD/SDHC/SDXC slot, IK08, PoE/12VDC | Info | 470
Camera - Network | XNV-6120R | 2M 12X IR outdoor Dome | X Series | 2MP | Vandal Dome | NDAA Compliant EOS Limited stock available | X series powered by Wisenet 5 network IR outdoor vandal dome camera, 2MP @60fps, Full HD(1080p), 5.2 ~ 62.4mm optical zoom lens (12x) (54.58°~5.30°), triple codec H.265/H.264/MJPEG with WiseStream II, Multiple streaming, 150dB WDR, True Day & Night (ICR), High Powered IR LEDs with IR viewable length 70m, Advanced Video Analytics and Sound Classification, Hallway View, Motion detection, Fog detection, HLC, Handover, Digital Image Stabilization with built-in Gyro Sensor, Bi-directional audio and dual microSD/SDHC/SDXC slot, USB port for easy installation, IP67, IK10, Nema 4X, PoE/12VDC/24VAC | Info | 1360
Camera - Network | XNV-6085 | eXtraLUX Outdoor PTRZ Dome | X Series | 2MP | Vandal Dome | NDAA Compliant EOS Limited stock available | X series powered by Wisenet 5 network outdoor vandal dome camera, eXtraLUX features 1/2" sensor, 2MP @60fps, 0.004 Lux@F0.94 (Color), 0.0004 Lux@F0.94 (B/W), 4.1 ~ 16.4mm motorized varifocal lens (optical 4x) (100.0°~26.2°), triple codec H.265/H.264/MJPEG with WiseStream II, Multiple streaming, 150dB WDR, True Day & Night (ICR), Advanced Video Analytics and Sound Classification, Hallway View, Motion detection, Fog detection, HLC, Handover, Digital Image Stabilization with built-in Gyro sensor, , Bi-directional audio and dual SD/SDHC/SDXC slot, USB port for easy installation, IP67, IK10, Nema 4X, PoE/12VDC/24VAC | Info | 1764
Camera - Network | XNV-6080 | 2MP Outdoor Dome | X Series | 2MP | Vandal Dome | NDAA compliant | X series powered by Wisenet 5 network outdoor vandal dome camera, 2MP @60fps, 2.8 ~ 12.0mm motorized varifocal lens (4.3x) (119.5°~27.9°), triple codec H.265/H.264/MJPEG with WiseStream II, Multiple streaming, 150dB WDR, True Day & Night (ICR), Advanced Video Analytics and Sound Classification, Hallway View, Motion detection, Fog detection, HLC, Handover, Digital Image Stabilization, Bi-directional audio and dual microSD/SDHC/SDXC slot, USB port for easy installation, IP67/IP66, IK10, Nema 4X, PoE/12VDC/24VAC | Info | 964
Camera - Network | XNV-6080R | 2MP IR Outdoor Dome | X Series | 2MP | Vandal Dome | NDAA compliant | X series powered by Wisenet 5 network IR outdoor vandal dome camera, 2MP @60fps, 2.8 ~ 12.0mm motorized varifocal lens (4.3x) (119.5°~27.9°), triple codec H.265/H.264/MJPEG with WiseStream II, Multiple streaming, 150dB WDR, True Day & Night (ICR), High Powered IR LEDs with IR viewable length 50m, Advanced Video Analytics and Sound Classification, Hallway View, Motion detection, Fog detection, HLC, Handover, Digital Image Stabilization, Bi-directional audio and dual microSD/SDHC/SDXC slot, USB port for easy installation, IP67/IP66, IK10, Nema 4X, PoE/12VDC/24VAC | Info | 1048
Camera - Network | XNV-6080RSA | 2MP Stainless Steel IR Dome | X Series | 2MP | Vandal Dome | NDAA compliant | X series powered by Wisenet 5 network IR outdoor stainless steel vandal dome camera, 2MP @60fps, 2.8 ~ 12.0mm motorized varifocal lens (4.3x) (119.5°~27.9°), triple codec H.265/H.264/MJPEG with WiseStream II, Multiple streaming, 150dB WDR, True Day & Night (ICR), High Powered IR LEDs with IR viewable length 50m, Advanced Video Analytics and Sound Classification, Hallway View, Motion detection, Fog detection, HLC, Handover, Digital Image Stabilization, Bi-directional audio and dual microSD/SDHC/SDXC slot, USB port for easy installation, IP66, IP6K9K, IK10+, Nema 4X, PoE/12VDC/24VAC | Info | 1970
Camera - Network | XNV-L6080R | 2MP IR Outdoor Dome | X Series | 2MP | Vandal Dome | NDAA Compliant EOS Limited stock available | X series powered by Wisenet 5 network IR outdoor vandal dome camera, 2MP @60fps, 3.2 ~ 10.0mm motorized varifocal lens (3.1x) (109.0°~33.2°), triple codec H.265/H.264/MJPEG with WiseStream II, Multiple streaming, 120dB WDR, True Day & Night (ICR), IR viewable length 30m, Tampering, Defocus detection, Motion Detection, Fog detection, Hallway View, HLC, Digital Image Stabilization, single SD/SDHC/SDXC slot, USB port for easy installation, IP66, IK10, PoE | Info | 839
Camera - Network | XNV-6022R | 2MP Mobile Vandal Dome | X Series | 2MP | Vandal Dome | NDAA compliant | X series powered by Wisenet 5 network IR outdoor vandal dome camera, 2MP @60fps, 3.6mm fixed lens (94.8°), triple codec H.265/H.264/MJPEG with WiseStream II, Multiple streaming, 150dB WDR, True Day & Night (ICR), IR viewable length 15m, Advanced Video Analytics and Sound Classification, Hallway View, Motion detection, Fog detection, HLC, Handover, Digital Image Stabilization, Bi-directional audio and SD/SDHC/SDXC slot, USB port for easy installation, IP66, IK10, NEMA 4X, PoE | Info | 707
Camera - Network | XNV-6022RM | 2MP Mobile Vandal Dome | X Series | 2MP | Vandal Dome | NDAA compliant | X series powered by Wisenet 5 network IR outdoor vandal dome camera, 2MP @60fps, 3.6mm fixed lens (94.8°), triple codec H.265/H.264/MJPEG with WiseStream II, Multiple streaming, 150dB WDR, True Day & Night (ICR), IR viewable length 15m, Advanced Video Analytics and Sound Classification, Hallway View, Motion detection, Fog detection, HLC, Handover, Digital Image Stabilization, Bi-directional audio and SD/SDHC/SDXC slot, USB port for easy installation, IP66, IK10, NEMA 4X, PoE, M12 connector (M12 to RJ45 is not included) | Info | 707
Camera - Network | XNV-6020R | 2MP IR Outdoor Dome | X Series | 2MP | Vandal Dome | NDAA compliant | X series powered by Wisenet 5 network IR outdoor vandal dome camera, 2MP @60fps, 4mm fixed lens (88.6°), triple codec H.265/H.264/MJPEG with WiseStream II, Multiple streaming, 150dB WDR, True Day & Night (ICR), High Powered IR LEDs with IR viewable length 30m, Advanced Video Analytics and Sound Classification and Business Analytics, Hallway View, Motion detection, Fog detection, HLC, Handover, Digital Image Stabilization, Bi-directional audio and dual microSD/SDHC/SDXC slot, USB port for easy installation, IP67/IP66, IK10, PoE/12VDC | Info | 536
Camera - Network | XNV-6013M | 2MP Mobile Vandal Dome | X Series | 2MP | Vandal Dome | NDAA compliant | X series powered by Wisenet 5 network outdoor vandal dome camera, 2MP @60fps, 2.8mm fixed lens (107.4°), triple codec H.265/H.264/MJPEG with WiseStream II, Multiple streaming, 150dB WDR, Electrical Day & Night, Advanced Video Analytics and Sound Classification, Hallway View, Motion detection, Fog detection, HLC, Handover, Digital Image Stabilization, Bi-directional audio and SD/SDHC/SDXC slot, IP67, IP6K9K, IK10, NEMA 4X, PoE. This camera was designed to be mounted outside of the vehicle, M12 connector (M12 to RJ45 is not included) | Info | 648
Camera - Network | XNV-6012M | 2MP Mobile Vandal Dome | X Series | 2MP | Vandal Dome | NDAA compliant | X series powered by Wisenet 5 network outdoor vandal dome camera, 2MP @60fps, 2.4mm fixed lens (135.4°), triple codec H.265/H.264/MJPEG with WiseStream II, Multiple streaming, 150dB WDR, Electrical Day & Night, Advanced Video Analytics and Sound Classification, Hallway View, Motion detection, Fog detection, HLC, Handover, Digital Image Stabilization, Bi-directional audio and SD/SDHC/SDXC slot, IP66, IK10, NEMA 4X, PoE, M12 connector (M12 to RJ45 is not included) | Info | 648
Camera - Network | XNV-6012 | 2MP Mobile Vandal Dome | X Series | 2MP | Vandal Dome | NDAA compliant | X series powered by Wisenet 5 network outdoor vandal dome camera, 2MP @60fps, 2.4mm fixed lens (135.4°), triple codec H.265/H.264/MJPEG with WiseStream II, Multiple streaming, 150dB WDR, Electrical Day & Night, Advanced Video Analytics and Sound Classification, Hallway View, Motion detection, Fog detection, HLC, Handover, Digital Image Stabilization, Bi-directional audio and SD/SDHC/SDXC slot, IP66, IK10, Nema 4X, PoE | Info | 648
Camera - Network | XNV-6011 | 2MP Compact Vandal Dome | X Series | 2MP | Vandal Dome | NDAA compliant | X series powered by Wisenet 5 network outdoor compact vandal dome camera, 2MP @60fps, 2.8mm fixed lens (112°), triple codec H.265/H.264/MJPEG with WiseStream II, Multiple streaming, 150dB WDR, Electronic Day & Night , Advanced Video Analytics and Business Analytics, Hallway View, Motion detection, Fog detection, HLC, Handover, Digital Image Stabilization, SD/SDHC/SDXC slot, USB port for easy installation, IP66, IK10, Nema 4X, PoE | Info | 398
Camera - Network | XNV-6010 | 2MP Outdoor Dome | X Series | 2MP | Vandal Dome | NDAA compliant | X series powered by Wisenet 5 network outdoor vandal dome camera, 2MP @60fps, 2.4mm fixed lens (139°), triple codec H.265/H.264/MJPEG with WiseStream II, Multiple streaming, 150dB WDR, True Day & Night (ICR), Advanced Video Analytics and Sound Classification and Business Analytics, Hallway View, Motion detection, Fog detection, HLC, Handover, Digital Image Stabilization, Bi-directional audio and dual microSD/SDHC/SDXC slot, IP67/IP66, IK10, Nema 4X, PoE/12VDC | Info | 536
Camera - Network | XNP-6400RW | 2MP 40x IR Outdoor PTZ | X Series | 2MP | PTZ | NDAA compliant | X series powered by Wisenet 7 network IR outdoor PTZ camera with built-in wiper, 2MP @60fps, 40X Optical Zoom Lens (4.25 ~ 170mm) (65.66º ~ 1.88º), 360° Endless Pan range, 500°/sec Pan speed, Tilt: -20° ~ 90°, triple codec H.265/H.264/MJPEG with WiseStream II, Multiple streaming, extreme WDR (150dB), True Day & Night (ICR), IR viewable length 200m, Intelligent Video Analytics, Motion detection, Fog detection, Tampering, Object auto tracking(Person/Vehicle), Target lock tracking, Digital Image Stabilization with Built-in Gyro sensor, 2x Micro SD/SDHC/SDXC slots up to 1TB, IP66, IK10, NEMA4X, HPoE * Alarm outputs, Audio detection, Sound classification(with NW I/O Box which can be purchased separately) | Info | 4010
Camera - Network | XNP-6400R | 2MP 40x IR Outdoor PTZ | X Series | 2MP | PTZ | NDAA compliant | X series powered by Wisenet 7 network IR outdoor PTZ camera, 2MP @60fps, 40X Optical Zoom Lens (4.25 ~ 170mm) (65.66º ~ 1.88º), 360° Endless Pan range, 700°/sec Pan speed, Tilt: -20° ~ 90°, triple codec H.265/H.264/MJPEG with WiseStream II, Multiple streaming, extreme WDR (150dB), True Day & Night (ICR), IR viewable length 200m, Intelligent Video Analytics, Motion detection, Fog detection, Tampering, Object auto tracking(Person/Vehicle), Target lock tracking, Digital Image Stabilization with Built-in Gyro sensor, 2x Micro SD/SDHC/SDXC slots up to 1TB, IP66, IK10, NEMA4X, NEMA-TS2, HPoE * Alarm outputs, Audio detection, Sound classification(with NW I/O Box which can be purchased separately) | Info | 3560
Camera - Network | XNP-6400 | 2MP 40x Outdoor PTZ | X Series | 2MP | PTZ | NDAA compliant | X series powered by Wisenet 7 network outdoor PTZ camera, 2MP @60fps, 40X Optical Zoom Lens (4.25 ~ 170mm) (65.66º ~ 1.88º), 360° Endless Pan range, 700°/sec Pan speed, Tilt: -20° ~ 90°, triple codec H.265/H.264/MJPEG with WiseStream II, Multiple streaming, extreme WDR (150dB), True Day & Night (ICR), Intelligent Video Analytics, Motion detection, Fog detection, Tampering, Object auto tracking(Person/Vehicle), Target lock tracking, Digital Image Stabilization with Built-in Gyro sensor, 2x Micro SD/SDHC/SDXC slots up to 1TB, IP66, IK10, NEMA4X, NEMA-TS2, HPoE * Alarm outputs, Audio detection, Sound classification(with NW I/O Box which can be purchased separately) | Info | 3330
Camera - Network | XNP-6550RH | 2MP 55x IR PTZ | X Series | 2MP | PTZ | NDAA compliant | X series powered by Wisenet 5 network outdoor PTZ camera, 2MP, Full HD(1080p) @ 60fps, 55X optical zoom lens (4.75mm ~ 261.4mm) (58.6º ~ 1.23º), Pan: 360° endless. Tilt: -5°~ 185°, triple codec H.265/H.264/MJPEG with WiseStream II technology, 120dB WDR, built-in IR 1640ft (500m), USB port for easy installation, advanced video analytics and sound classification, Day & Night (ICR), dual SD card, HLC, defog (optical) DIS(Gyro),24VAC/HPoE, IP66/IK10, -58°F ~ +131°F W/ 24VAC power supply | Info | 5570
Camera - Network | XNP-6120H | 2MP 12X PTZ | X Series | 2MP | PTZ | NDAA compliant | X series powered by Wisenet 5 network outdoor PTZ camera, 2MP @ 60fps, Full HD(1080p), 12X optical zoom lens (5.2mm ~62.4mm) (54.58º ~ 5.3º), 360° Endless Pan range, Tilt: -5°~ 185°, triple codec H.265/H.264/MJPEG with WiseStream II, Multiple streaming, 150dB WDR, True Day & Night (ICR), Advanced Video Analytics and Sound Vlassification, Motion detection, Fog detection, Auto Tracking, HLC, Digital Image Stabilization with Built-in Gyro sensor, Bi-directional audio and dual SD/SDHC/SDXC slot, USB port for easy installation, IP66, IK10, PoE/12VDC | Info | 1664
Camera - Network | XNP-6040H | 2MP 4.3X PTZ | X Series | 2MP | PTZ | NDAA compliant | X series powered by Wisenet 5 network outdoor PTZ camera, 2MP @ 60fps, Full HD(1080p), 4.3X optical zoom lens (2.8mm ~12mm) (119.5º ~ 27.9º), Pan: 0°~350°. Tilt: 0°~ 90°, triple codec H.265/H.264/MJPEG with WiseStream II, Multiple streaming, 150dB WDR, True Day & Night (ICR), Advanced Video Analytics and Sound Vlassification, Motion detection, Fog detection, Defocus detection, Auto Tracking, HLC, Digital Image Stabilization with Built-in Gyro sensor, Bi-directional audio and SD/SDHC/SDXC slot, USB port for easy installation, IP66, IK10, PoE/12VDC | Info | 1100
Camera - Network | XNZ-6320A | 2MP 32x Zoom Box | X Series | 2MP | Zoom Box | NDAA compliant | X series powered by Wisenet 5 network zoom box camera, 2MP @60fps, 4.44 ~ 142.6mm optical zoom lens (32x), H.265/H.264/MJPEG with WiseStream II, Multiple streaming, 120dB WDR, True Day & Night (ICR), Sfps slot, Defocus detection, Directional detection, Fog detection, Face detection, Motion detection, Appear/Disappear, Enter/Exit, Loitering, Tampering, Virtual line, Audio detection, Sound classification, Shock detection, HLC, Digital Image Stabilization with built-in Gyro sensor, Bi-directional audio and Micro SD/SDHC/SDXC 2 slot 512GB, USB port for easy installation, PoE/12VDC | Info | 1488
Camera - Network | XNZ-L6320A | 2MP 32x Zoom Box | X Series | 2MP | Zoom Box | NDAA compliant | X series powered by Wisenet 5 network zoom box camera, 2MP @60fps, 4.44 ~ 142.6mm optical zoom lens (32x), H.265/H.264/MJPEG with WiseStream II, Multiple streaming, 120dB WDR, True Day & Night (ICR), Defocus detection, Directional detection, Fog detection, Face detection, Motion detection, Appear/Disappear, Enter/Exit, Loitering, Tampering, Virtual line, Audio detection, Sound classification, HLC, Digital Image Stabilization, Bi-directional audio and Micro SD/SDHC/SDXC 1 slot 256GB, PoE/12VDC | Info | 1352
Camera - Network | QNO-6082R | 2MP IR Bullet | Q Series | 2MP | Bullet | NDAA compliant | Q series network IR outdoor vandal bullet camera, 2MP @30fps, 3.2 ~ 10.0mm motorized varifocal lens (3.1x) (109.0°~33.2°), triple codec H.265/H.264/MJPEG with WiseStream II, Multiple streaming, 120dB WDR, True Day & Night (ICR), IR viewable length 30m, Motion detection, Tampering, Defocus detection, Hallway View, Bi-directional audio and microSD/SDHC/SDXC slot, LDC support (Lens Distortion Correction), IP66, IK10, PoE/12VDC | Info | 519
Camera - Network | QNO-6082R1 | 2MP IR Bullet | Q Series | 2MP | Bullet | NDAA compliant | Q series network IR outdoor vandal bullet camera (No Audio), 2MP @30fps, 3.2 ~ 10.0mm motorized varifocal lens (3.1x), H.265/H.264/MJPEG, Multiple streaming, 120dB WDR, Day & Night (auto ICR), IR viewable length 30m, Motion detection, Tampering, Defocus detection, Hallway View (90°/270°), micro SD/SDHC/SDXC slot, LDC support (Lens Distortion Correction), IP66, IK10, PoE/12VDC | Info | 472
Camera - Network | QNO-6022R | 2MP IR Bullet | Q Series | 2MP | Bullet | NDAA compliant | Q series network IR outdoor vandal bullet camera, 2MP @30fps, 4mm fixed lens (87.6°), triple codec H.265/H.264/MJPEG with WiseStream, Multiple streaming, 120dB WDR, True Day & Night (ICR), IR viewable length 25m, Motion detection, Tampering, Defocus detection, Hallway View, 1-way audio and microSD/SDHC/SDXC slot, LDC support (Lens Distortion Correction), IP66, IK10, PoE/12VDC | Info | 343
Camera - Network | QNO-6022R1 | 2MP IR Bullet | Q Series | 2MP | Bullet | NDAA compliant | Q series network IR outdoor vandal bullet camera (No Audio), 2MP @30fps, 4mm fixed lens, triple codec H.265/H.264/MJPEG with WiseStream, Multiple streaming, 120dB WDR, True Day & Night (ICR), IR viewable length 25m, Motion detection, Tampering, Defocus detection, Hallway View (90°/270°), micro SD/SDHC/SDXC slot, LDC support (Lens Distortion Correction), IP66, IK10, PoE/12VDC | Info | 312
Camera - Network | QNO-6012R | 2MP IR Bullet | Q Series | 2MP | Bullet | NDAA compliant | Q series network IR outdoor vandal bullet camera, 2MP @30fps, 2.8mm fixed lens (113.74°), triple codec H.265/H.264/MJPEG with WiseStream, Multiple streaming, 120dB WDR, True Day & Night (ICR), IR viewable length 20m, Motion detection, Tampering, Defocus detection, Hallway View, 1-way audio and microSD/SDHC/SDXC slot, LDC support (Lens Distortion Correction), IP66, IK10, PoE/12VDC | Info | 343
Camera - Network | QNO-6012R1 | 2MP IR Bullet | Q Series | 2MP | Bullet | NDAA compliant | Q series network IR outdoor vandal bullet camera (No Audio), 2MP @30fps, 2.8mm fixed lens, triple codec H.265/H.264/MJPEG with WiseStream, Multiple streaming, 120dB WDR, True Day & Night (ICR), IR viewable length 20m, Motion detection, Tampering, Defocus detection, Hallway View (90°/270°), microSD/SDHC/SDXC slot, LDC support (Lens Distortion Correction), IP66, IK10, PoE/12VDC | Info | 312
Camera - Network | QND-6082R | 2MP IR Dome | Q Series | 2MP | Dome | NDAA compliant | Q series network IR indoor dome camera, 2MP @30fps, 3.2 ~ 10.0mm motorized varifocal lens (3.1x) (109.0°~33.2°), triple codec H.265/H.264/MJPEG with WiseStream II, Multiple streaming, 120dB WDR, True Day & Night (ICR), IR viewable length 20m, Motion detection, Tampering, Defocus detection, Hallway View, Bi-directional audio and microSD/SDHC/SDXC slot, LDC support (Lens Distortion Correction), PoE/12VDC | Info | 459
Camera - Network | QND-6082R1 | 2MP IR Dome | Q Series | 2MP | Dome | NDAA compliant | Q series network IR indoor dome camera (No Audio), 2MP @30fps, 3.2 ~ 10.0mm motorized varifocal lens (3.1x), H.265/H.264/MJPEG, Multiple streaming, 120dB WDR, Day & Night (auto ICR), IR viewable length 20m, Motion detection, Tampering, Defocus detection, Hallway View(90°/270°), microSD/SDHC/SDXC slot, LDC support (Lens Distortion Correction), PoE/12VDC | Info | 417
Camera - Network | QND-6022R | 2MP IR Dome | Q Series | 2MP | Dome | NDAA compliant | Q series network IR indoor dome camera, 2MP @30fps, 4mm fixed lens (87.6°), triple codec H.265/H.264/MJPEG with WiseStream, Multiple streaming, 120dB WDR, True Day & Night (ICR), IR viewable length 20m, Motion detection, Tampering, Defocus detection, Hallway View, 1-way audio and microSD/SDHC/SDXC slot, LDC support (Lens Distortion Correction), PoE/12VDC | Info | 289
Camera - Network | QND-6022R1 | 2MP IR Dome | Q Series | 2MP | Dome | NDAA compliant | Q series network IR indoor dome camera(No Audio), 2MP @30fps, 4mm fixed lens, H.265/H.264/ MJPEG, Multiple streaming, 120dB WDR, Day & Night (auto ICR), IR viewable length 20m, Motion detection, Tampering, Defocus detection, Hallway View(90°/270°), microSD/ SDHC/ SDXC slot, LDC support (Lens Distortion Correction), PoE/12VDC | Info | 263
Camera - Network | QND-6012R | 2MP IR Dome | Q Series | 2MP | Dome | NDAA compliant | Q series network IR indoor dome camera, 2MP @30fps, 2.8mm fixed lens (113.74°), triple codec H.265/H.264/MJPEG with WiseStream, Multiple streaming, 120dB WDR, True Day & Night (ICR), IR viewable length 20m, Motion detection, Tampering, Defocus detection, Hallway View, 1-way audio and microSD/SDHC/SDXC slot, LDC support (Lens Distortion Correction), PoE/12VDC | Info | 289
Camera - Network | QND-6012R1 | 2MP IR Dome | Q Series | 2MP | Dome | NDAA compliant | Q series network IR indoor dome camera (No Audio), 2MP @30fps, 2.8mm fixed lens , H.265/H.264/ MJPEG with WiseStream, Multiple streaming, 120dB WDR, Day & Night (auto ICR), IR viewable length 20m, Motion detection, Tampering, Defocus detection, Hallway View(90°/270°), microSD/ SDHC/SDXC slot, LDC support (Lens Distortion Correction), PoE/12VDC | Info | 263
Camera - Network | QND-6021 | 2MP Mini Dome | Q Series | 2MP | Dome | NDAA compliant | Q series network indoor mini dome camera, 2MP @30fps, 4.0mm fixed lens (87.6°), triple codec H.265/H.264/MJPEG with WiseStream II, Multiple streaming, 120dB WDR, Auto Day & Night (ICR), Business Analytics (People counting), Motion detection, Tampering, Defocus detection, Hallway View, microSD/SDHC/SDXC slot, LDC support (Lens Distortion Correction), IP42, IK08, PoE, Compact size 99 x 56mm/145gr | Info | 258
Camera - Network | QND-6011 | 2MP Mini Dome | Q Series | 2MP | Dome | NDAA compliant | Q series network indoor mini dome camera, 2MP @30fps, 2.8mm fixed lens (113.74°), triple codec H.265/H.264/MJPEG with WiseStream II, Multiple streaming, 120dB WDR, Auto Day & Night (ICR), Business Analytics (People counting), Motion detection, Tampering, Defocus detection, Hallway View, microSD/SDHC/SDXC slot, LDC support (Lens Distortion Correction), IP42, IK08, PoE, Compact size 99 x 56mm/145gr | Info | 258
Camera - Network | QNV-6082R | 2MP IR Vandal Dome | Q Series | 2MP | Vandal Dome | NDAA compliant | Q series network IR outdoor vandal dome camera, 2MP @30fps, 3.2 ~ 10.0mm motorized varifocal lens (3.1x) (109.0°~33.2°), triple codec H.265/H.264/MJPEG with WiseStream II, Multiple streaming, 120dB WDR, True Day & Night (ICR), IR viewable length 30m, Motion detection, Tampering, Defocus detection, Hallway View, Bi-deirectional audio and microSD/SDHC/SDXC slot, LDC support (Lens Distortion Correction), IP66, IK10, PoE/12VDC | Info | 519
Camera - Network | QNV-6082R1 | 2MP IR Vandal Dome | Q Series | 2MP | Vandal Dome | NDAA compliant | Q series network IR outdoor vandal dome camera (No Audio), 2MP @30fps, 3.2 ~ 10.0mm motorized varifocal lens (3.1x), H.265/H.264/MJPEG, Multiple streaming, 120dB WDR, Day & Night (Auto ICR), IR viewable length 30m, Motion detection, Tampering, Defocus detection, Hallway View(90°/270°), micro SD/SDHC/SDXC slot, LDC support (Lens Distortion Correction), IP66, IK10, PoE/12VDC | Info | 472
Camera - Network | QNV-6023R | 2MP Mobile IR Vandal Dome | Q Series | 2MP | Vandal Dome | NDAA compliant | Q series network IR outdoor vandal Dome camera, 2MP @60fps, 3.6mm fixed lens (94.8°), triple codec H.265/H.264/MJPEG with WiseStream II, Multiple streaming, 120dB WDR, True Day & Night (ICR), IR viewable length 15m, Motion detection, Tampering, Defocus detection, Hallway View, 1-way audio and microSD/SDHC/SDXC slot, LDC support (Lens Distortion Correction), IP66, IK10, NEMA4X, PoE | Info | 339
Camera - Network | QNV-6022R | 2MP IR Vandal Dome | Q Series | 2MP | Vandal Dome | NDAA compliant | Q series network outdoor vandal dome camera, 2MP @30fps, 4mm fixed lens (87.6°), triple codec H.265/H.264/MJPEG with WiseStream, Multiple streaming, 120dB WDR, True Day & Night (ICR), IR viewable length 25m, Motion detection, Tampering, Defocus detection, Hallway View, 1-way audio and microSD/SDHC/SDXC slot, LDC support (Lens Distortion Correction), IP66, IK10, PoE/12VDC | Info | 343
Camera - Network | QNV-6022R1 | 2MP IR Vandal Dome | Q Series | 2MP | Vandal Dome | NDAA compliant | Q series network outdoor vandal dome camera (No Audio), 2MP @30fps, 4mm fixed lens, H.265/H.264/MJPEG, Multiple streaming, 120dB WDR, Day & Night (Auto ICR), IR viewable length 25m, Motion detection, Tampering, Defocus detection, Hallway View (90°/270°), micro SD/SDHC/SDXC slot, LDC support (Lens Distortion Correction), IP66, IK10, PoE/12VDC | Info | 312
Camera - Network | QNV-6012R | 2MP IR Vandal Dome | Q Series | 2MP | Vandal Dome | NDAA compliant | Q series network IR outdoor vandal dome camera, 2MP @30fps, 2.8mm fixed lens (113.74°), triple codec H.265/H.264/MJPEG with WiseStream, Multiple streaming, 120dB WDR, True Day & Night (ICR), IR viewable length 20m, Motion detection, Tampering, Defocus detection, Hallway View, 1-way audio and microSD/SDHC/SDXC slot, LDC support (Lens Distortion Correction), IP66, IK10, PoE/12VDC | Info | 343
Camera - Network | QNV-6012R1 | 2MP IR Vandal Dome | Q Series | 2MP | Vandal Dome | NDAA compliant | Q series network IR outdoor vandal dome camera (No Audio), 2MP @30fps, 2.8mm fixed lens, H.265/H.264/MJPEG,Multiple streaming, 120dB WDR, Day & Night (auto ICR), IR viewable length 20m, Motion detection, Tampering, Defocus detection, Hallway View (90°/270°), micro SD/SDHC/SDXC slot, LDC support (Lens Distortion Correction), IP66, IK10, PoE/12VDC | Info | 312
Camera - Network | QNV-6024RM | 2MP Mobile IR Vandal Dome | Q Series | 2MP | Vandal Dome | NDAA compliant | Q series network IR outdoor vandal flateye camera, 2MP @60fps, 3.6mm fixed lens (94.8°), triple codec H.265/H.264/MJPEG with WiseStream II, Multiple streaming, 120dB WDR, True Day & Night (ICR), IR viewable length 15m, Motion detection, Tampering, Defocus detection, Hallway View, Bi-directional audio and microSD/SDHC/SDXC slot, LDC support (Lens Distortion Correction), IP66, IK10, NEMA4X, PoE, M12 connector | Info | 399
Camera - Network | QNP-6320 | 2MP 32x PTZ | Q Series | 2MP | PTZ | NDAA compliant | Q series network indoor PTZ camera, 2MP @30fps, Full HD(1080p), 32X Optical Zoom Lens (4.44 ~ 142.6mm) (64.66º ~ 2.29º), 360° Endless Pan range, 700°/sec Pan speed, triple codec H.265/H.264/MJPEG with WiseStream II, Multiple streaming, 120dB WDR, True Day & Night (ICR), Directional detection, Motion detection, Enter/Exit, Tampering, Virtual line, Audio detection, Digital Image Stabilization with Built-in Gyro sensor, Bi-directional audio and SD/SDHC/SDXC slot, PoE+ | Info | 2270
Camera - Network | QNP-6320R | 2MP 32x IR PTZ | Q Series | 2MP | PTZ | NDAA compliant | Q series network IR outdoor PTZ camera, 2MP @60fps, 32X Optical Zoom Lens (4.44 ~ 142.6mm) (64.66º ~ 2.29º), 360° Endless Pan range, 700/sec Pan speed, Tilt: -20° ~ 90°, triple codec H.265/H.264/MJPEG with WiseStream II, Multiple streaming, 120dB WDR, True Day & Night (ICR), IR viewable length 100m (Wise IR),Motion detection, Tampering detection, Defocus detection, Digital Image Stabilization with Built-in Gyro sensor, Bi-directional audio and dual SD/SDHC/SDXC slot, IP66, IK10, PoE+, NEMA4X | Info | 2667
Camera - Network | QNP-6320H | 2MP 32x PTZ | Q Series | 2MP | PTZ | NDAA compliant | Q series network outdoor PTZ camera, 2MP @30fps, Full HD(1080p), 32X Optical Zoom Lens (4.44 ~ 142.6mm), 360° Endless Pan range, 700°/sec Pan speed, triple codec H.265/H.264/MJPEG with WiseStream II, Multiple streaming, 120dB WDR, True Day & Night (ICR), Directional detection, Motion detection, Enter/Exit, Tampering, Virtual line Audio detection (with NW I/O Box), Digital Image Stabilization with Built-in Gyro sensor and SD/SDHC/SDXC slot, IP66, IK10, PoE+ | Info | 2450
Camera - Network | QNP-6250 | 2MP 25x PTZ | Q Series | 2MP | PTZ | NDAA compliant | Q series network indoor PTZ camera, 2MP @30fps, Full HD(1080p), 25X Optical Zoom Lens (4.44~111mm) (64.66º ~ 2.99º), 360° Endless Pan range, 700°/sec Pan speed, triple codec H.265/H.264/MJPEG with WiseStream II, Multiple streaming, 120dB WDR, True Day & Night (ICR), Directional detection, Motion detection, Enter/Exit, Tampering, Virtual line, Audio detection, Digital Image Stabilization with Built-in Gyro sensor, Bi-directional audio and SD/SDHC/SDXC slot, PoE+ | Info | 1500
Camera - Network | QNP-6250R | 2MP 25x IR PTZ | Q Series | 2MP | PTZ | NDAA compliant | Q series network IR outdoor PTZ camera, 2MP @30fps, 25X Optical Zoom Lens (4.44 ~ 142.6mm) (61.8º ~ 3.08º), 360° Endless Pan range, 400°/sec Pan speed, Tilt: -20° ~ 90°, triple codec H.265/H.264/MJPEG with WiseStream II, Multiple streaming, 120dB WDR, True Day & Night (ICR), IR viewable length 100m (Wise IR),Motion detection, Tampering detection, Defocus detection, Digital Image Stabilization with Built-in Gyro sensor, Bi-directional audio and dual SD/SDHC/SDXC slot, IP66, IK10, PoE+, NEMA4X | Info | 1840
Camera - Network | QNP-6250H | 2MP 25x PTZ | Q Series | 2MP | PTZ | NDAA compliant | Q series network outdoor PTZ camera, 2MP @30fps, Full HD(1080p), 25X Optical Zoom Lens (4.44 ~ 111mm), 360° Endless Pan range, 700°/sec Pan speed, triple codec H.265/H.264/MJPEG with WiseStream II, Multiple streaming, 120dB WDR, True Day & Night (ICR), Directional detection, Motion detection, Enter/Exit, Tampering, Virtual line Audio detection (with NW I/O Box), Digital Image Stabilization with Built-in Gyro sensor and SD/SDHC/SDXC slot, IP66, IK10, PoE+ | Info | 1700
Camera - Network | QNP-6320HS | 2MP 32x Stainless steel PTZ | Q Series | 2MP | PTZ | NDAA compliant | Q series network stainless steel PTZ camera, 2MP @ 30fps, Full HD (1080p), 32X optical zoom lens (4.44mm ~142.6mm), 360° Endless Pan range, 700°/sec Pan speed, H.265/H.264/MJPEG with WiseStream II, Multiple streaming, 120dB WDR, True Day & Night (ICR), Directional detection, Motion detection, Enter/Exit, Tampering, Virtual line, Audio detection (with NW I/O Box), HLC, Digital Image Stabilization with Built-in Gyro sensor, Micro SD/SDHC/SDXC slot, IP67, IP66, NEMA4X, IK10,PoE+, Max. 23W,Typ. 14W | Info | 4169
Camera - Network | QNB-6002 | 2MP Box | Q Series | 2MP | Box | NDAA Compliant EOS Limited stock available | Q series network box camera, 2MP @30fps, triple codec H.265/H.264/MJPEG with WiseStream II, Multiple streaming, 120dB WDR, True Day & Night (ICR), Advanced Video Analytics, Hallway View, Motion detection, Tampering, Defocus detection, Bi-directional audio and dual SD/SDHC/SDXC slot, LDC support (Lens Distortion Correction), PoE/12VDC ※ The lens is not included | Info | 264
Camera - Network | XNB-H6461H | 2MP Pinhole Camera with 4.6mm lens in Height Strip enclosure | X Series | 2MP | Box | NDAA compliant | X series powered by Wisenet 5 remote head cam, 2MP @60fps, 4.6mm fixed lens (73°), triple codec H.265/H.264/MJPEG with WiseStream II, Multiple streaming, 120dB WDR, Advanced Video Analytics and Sound Classification and Business Analytics, Motion detection, Fog detection, HLC, Handover, Digital Image Stabilization, Bi-directional audio and SD/SDHC/SDXC slot, USB port for easy installation, PoE/12VDC, height strip enclosure | Info | 1055
Camera - Network | TID-600R | 2MP Intercom | T Series | 2MP | Intercom | NDAA compliant | T series network Intercom, 2MP@60fps, 1.6mm fixed lens, IR 5m, True Day & Night (ICR), backlit call button, option for touchless call, built-in mic and speaker, echo cancellation and noise reduction, corridor mode, camera handover, SIP 2.0 support for integration with VoIP systems, H.265/H.264/MJPEG with WiseStream II, Open Platform, Licence-free onboard Advanced Video Analytics: Directional detection, Motion detection, Appear/Disappear, Enter/Exit, Loitering, Tampering, Virtual line, Audio detection, Shock detection, Sound classification, 1 Micro SD card slot, 2 Inputs/1 Output/1 Relay, IP65, IK08, NEMA4X, Safety(UL), EMC(FCC, CE) | Info | 1180
Camera - Network | TNU-6321 | 2MP 32x Positioning | T Series | 2MP | Positioning | NDAA Compliant | T series network Positioning camera, 2MP @60fps, 4.44 ~ 142.6mm 32x optical zoom lens (61.8º ~ 2.19º), triple codec H.265/H.264/MJPEG with WiseStream II, Multiple streaming, 120dB WDR, True Day & Night (ICR), Advanced Video Analytics, Face detection, Motion detection, Fog detection, Handover, HLC, Digital Image Stabilization, Bi-directional audio and dual microSD/SDHC/SDXC slot, IP66, Safety (UL, KC-SDOC), EMC (FCC, CE, VCCI, RCM, KC), 24VAC | Info | 3998
Camera - Network | TNB-6030 | PVM Camera | T Series | 2MP | Box | NDAA compliant | T series PVM camera powered by Wisenet 5, 1080p (1920x1080), micro HDMI output, 16:9 aspect ratio, face detection display for visual deterrent, customizable text overlay, 4.6mm fixed lens(73.8°H), 150dB WDR, H.265/H.264/MJPEG, WiseStream II compression technology, micro SD/SDHC/SDXC, bi-directional audio, hallway view mode | Info | 648
Camera - Network | ANE-L6012R | 2MP Turret Camera | A Series | 2MP | Flateye | NDAA compliant | Wisenet A Series turret camera, 2MP @ 30 FPS, 3mm fixed focal lens, FoV H: 107.7° / V: 59.0°, WiseStream II, triple codec (H.265/H.264/MJPEG), 120dB WDR, IR LEDs 20m(65.62ft), day & night (ICR), virtual area (intrusion/enter/exit), virtual Line (crossing/ direction), motion detection, tampering, hallway view, SD card, IP66, PoE, white. | Info | 250
Camera - Network | ANO-L6012R | 2MP IR Bullet | A Series | 2MP | Bullet | NDAA compliant | A Series bullet camera, 2MP @ 30 FPS, 2.8mm fixed focal lens, FoV H: 113.7° / V: 61.5°, WiseStream II, triple codec (H.265/H.264/MJPEG), 120dB WDR, IR LEDs 30m(98.43ft), day & night (ICR), virtual area (intrusion/enter/exit), virtual Line (crossing/ direction), motion detection, tampering, hallway view, SD card, IP66, PoE, white. | Info | 190
Camera - Network | ANO-L6022R | 2MP IR Bullet | A Series | 2MP | Bullet | NDAA compliant | A Series bullet camera, 2MP @ 30 FPS, 4mm fixed focal lens, FoV H: 84.3° / V: 45.6° WiseStream II, triple codec (H.265/H.264/MJPEG), 120dB WDR, IR LEDs 30m(98.43ft), day & night (ICR), virtual area (intrusion/enter/exit), virtual line (crossing/ direction), motion detection, tampering, hallway view, SD card, IP66, PoE, white. | Info | 190
Camera - Network | ANO-L6082R | 2MP IR Bullet | A Series | 2MP | Bullet | NDAA compliant | A Series bullet camera, 2MP @30FPS, motorized varifocal lens 3.1x (3.3~10.3mm) (105.2°~ 30.6°), WiseStream II, triple codec (H.265/H.264/MJPEG), 120dB WDR, IR LEDs 30m(98.43ft), day & night (ICR), virtual area (intrusion/enter/exit), virtual line (crossing/ direction), motion detection, tampering, hallway view, SD card, IP66, PoE, white. | Info | 280
Camera - Network | ANV-L6012R | 2MP IR Vandal Dome | A Series | 2MP | Vandal Dome | NDAA compliant | A Series outdoor vandal dome camera, 2MP @ 30 FPS, 2.8mm fixed focal lens, FoV H: 113.7°/ V: 61.5°, WiseStream II, triple codec (H.265/H.264/MJPEG),120dB WDR, IR LEDs 30m(98.43ft), day & night (ICR), virtual area (intrusion/enter/exit), virtual line (crossing/ direction), motion detection, tampering, hallway view, SD card, IP66, IK10, PoE, white. | Info | 190
Camera - Network | ANV-L6023R | 2MP IR Vandal Dome | A Series | 2MP | Vandal Dome | NDAA compliant | A Series outdoor vandal mini dome camera, 2MP @ 30 FPS, 3.6mm fixed focal lens, FoV H: 94.8°/ V: 49.3°, WiseStream II, triple codec (H.265/H.264/MJPEG) , 120dB WDR, IR LEDs 15m(49.21ft) , day & night (ICR), virtual area (intrusion/enter/exit), virtual line (crossing/ direction), motion detection, tampering, hallway view, SD card, IP66, PoE, white. | Info | 260
Camera - Network | ANV-L6082R | 2MP IR Vandal Dome | A Series | 2MP | Vandal Dome | NDAA compliant | A Series outdoor vandal dome camera, 2MP @ 30fps, motorized vari-focal lens 3.1x (3.3~10.3mm) (105.2°~ 30.6°), WiseStream II, triple codec (H.265/H.264/MJPEG),120dB WDR, IR LEDs 30m(98.43ft), day & night (ICR), virtual area (intrusion/enter/exit), virtual line (crossing/ direction), motion detection, tampering, hallway view, SD card, IP66, IK10, PoE, white. | Info | 280
Camera - Network | LNO-6072R | 2MP IR Bullet | L Series | 2MP | Bullet | NDAA compliant EOS Limited stock available | L series network IR outdoor vandal bullet camera, 2MP @30fps, 3.2 ~ 10.0mm varifocal lens (3.1x) (101.6°~ 31.3°), H.264/MJPEG with WiseStream II, Multiple streaming, 120dB WDR, Auto Day & Night (ICR), IR viewable length 30m, Motion detection, Tampering, Hallway View, microSD/SDHC slot, LDC support (Lens Distortion Correction), IP66, PoE | Info | 355
Explosion-proof Cameras
Camera - Network | TNO-C8083E | 5MP AI Compact Explosion-proof Camera | T Series | 5MP | Bullet | NDAA compliant | 5MP AI Compact Explosion-proof Camera with SUS316L stainless steel construction up to 30fps@5MP resolution with 1/2.8" 5MP CMOS sensor, 3.2x motorized vari-focal lens, 1/2” cable gland, H.264/H.265 & MJPEG codecs, Digital Noise Reduction SSNRⅤ, WDR 120db, Electronic Shutter Min ~ Max / Anti flicker (1/5~1/12,000sec), Video Rotation Flip, Mirror, Hallway view(90'/270'), Analytics Classified object type: Person/Vehicle, Attributes: Vehicle, Support DetectionShot, Analytics events based on AI engine, Motion detection, Object detection, Virtual line(Crossing/Direction), Virtual area (Loitering/Intrusion/Enter/Exit) Analytics events - Defocus, Business Intelligence Based on AI engine: People/Vehicle counting, Queue management, Heatmap, WiseStreamⅢ(Based on AI engine), Unicast(20 users) / Multicast (Up to 5profiles), ONVIF Profile S/T/M, SUNAPI(HTTP API), Operating Temperature / Humidity -30°C~+55°C(-22°F ~ +131°F) / 0~95% RH(non-condensing), Certification CE, KC, IP66, IK10,ATEX,II 2 G Ex db IIC T6 Gb II 2 D Ex tb IIIC T80°C Db, IECEx, Ex db IIC T6 Gb, Ex tb IIIC T80°C Db | Info | 4698
Camera - Network | TNO-6322ER | Explosion Proof Stainless Steel Bullet Camera with Built-in Wiper and IR 70m | T Series | 2MP | Bullet | NDAA Compliant | Explosion Proof Stainless Steel 316L Bullet Camera with Built-in Wiper and IR 70m, 2MP@60fps, 4.44 ~ 142.6mm (32X) zoom lens, 120dB WDR, Auto Day & Night (ICR), WiseStream II, Defocus detection, Directional detection, Fog detection, Face detection, Appear/Disappear, Enter/Exit, Loitering, Tampering, Virtual line, Audio detection, Digital Image Stabilization, ONVIF S/G/T, 1 Input/1 Output, 24VAC, IP67, IK10, IECEx, ATEX, KCs, KC, CE | Info | 10910
Camera - Network | TNU-6322E | Explosion Proof Stainless Steel Positioning Bullet Camera with Built-in Wiper | T Series | 2MP | Bullet | NDAA Compliant | Explosion Proof Stainless Steel 316L Positioning Bullet Camera with Built-in Wiper, 360 Endless Pan, 2MP@60fps, 4.44 ~ 142.6mm (32X) zoom lens, 120dB WDR, Auto Day & Night (ICR), WiseStream II, Defocus detection, Directional detection, Fog detection, Face detection, Appear/Disappear, Enter/Exit, Loitering, Tampering, Virtual line, Audio detection, Digital Image Stabilization, ONVIF S/G/T, 1 Input/1 Output, 24VAC, IP67, IK10, IECEx, ATEX, KCs, KC, CE | Info | 25702
Camera - Network | TNU-6322ER | Explosion Proof Stainless Steel Positioning Bullet Camera with Built-in Wiper and IR | T Series | 2MP | Bullet | NDAA Compliant | Explosion Proof Stainless Steel 316L Positioning Bullet Camera with Built-in Wiper and IR 200m, 360 Endless Pan, 2MP@60fps, 4.44 ~ 142.6mm (32X) zoom lens, 120dB WDR, Auto Day & Night (ICR), WiseStream II, Defocus detection, Directional detection, Fog detection, Face detection, Appear/Disappear, Enter/Exit, Loitering, Tampering, Virtual line, Audio detection, Digital Image Stabilization, ONVIF S/G/T, 1 Input/1 Output, 24VAC, IP67, IK10, IECEx, ATEX, KCs, KC, CE | Info | 30780
Camera - Network | TNU-6320E | 2MP 32x Positioning Explosion-Proof | T Series | 2MP | Bullet | EOS Limited stock available | Explosion Proof Zoom Camera, 2MP @60fps, 4.44 ~ 142.6mm 32x optical zoom lens (62.8º ~ 2.23º), H.264/MJPEG with WiseStream, Multiple streaming, 120dB WDR, Auto Day & Night (ICR), Face detection, Tampering detection, Motion detection, Digital Image Stabilization, ONVIF S, cLCus C1/D1 certification, CE2460 EX II 2 GD Ex d IIC T6 Gb IP67 Ex tb IIIC T80°C Db, IP67/IK10, 24VAC, Stainless 316L, Built-in Wiper | Info | 25702
Thermal Cameras
Camera - Network | TNO-C3032TRA | Lower Frame Rate, QVGA Radiometric AI Thermal Camera | T Series | QVGA | Bullet | NDAA compliant | T series network Radiometric compact bullet camera, 384 x 288 (uncooled);＜30mK (NETD), Max 768 x 576 @ 8fps resolution support, 9.7mm fixed focal lens (FoV: 37.9°), Triple triple codec H.265/H.264/MJPEG with Wisestream II and WiseStream III (based on AI engine) support, Analytics events based on AI engine: Object detection (Person/Vehicle), Virtual line (Crossing/ Direction), Virtual area (Loitering/Intrusion/Enter/Exit), Analytics events: Motion detection, Tampering, Audio detection, Sound classification, Shock detection, Virtual area(Appear/Disappear), PTZ handover, Radiometrics: whole FoV area or up 10 user programmable polygonal ROIs, temperature detection range from -40°C to 550°C (-40°F to 1022°F), SD card, integrated back box, IP66, NEMA4X, IK10, PoE/12VDC, white color | Info | 5650
Camera - Network | TNO-C3022TRA | Lower Frame Rate, QVGA Radiometric AI Thermal Camera | T Series | QVGA | Bullet | NDAA compliant | T series network Radiometric compact bullet camera, 384 x 288 (uncooled);＜30mK (NETD), Max 768 x 576 @ 8fps resolution support, 6.6mm fixed focal lens (FoV: 60.0°), Triple triple codec H.265/H.264/MJPEG with Wisestream II and WiseStream III (based on AI engine) support, Analytics events based on AI engine: Object detection (Person/Vehicle), Virtual line (Crossing/ Direction), Virtual area (Loitering/Intrusion/Enter/Exit), Analytics events: Motion detection, Tampering, Audio detection, Sound classification, Shock detection, Virtual area(Appear/Disappear), PTZ handover, Radiometrics: whole FoV area or up 10 user programmable polygonal ROIs, temperature detection range from -40°C to 550°C (-40°F to 1022°F), SD card, integrated back box, IP66, NEMA4X, IK10, PoE/12VDC, white color | Info | 5650
Camera - Network | TNO-C3012TRA | Lower Frame Rate, QVGA Radiometric AI Thermal Camera | T Series | QVGA | Bullet | NDAA compliant | T series network Radiometric compact bullet camera, 384 x 288 (uncooled);＜30mK (NETD), Max 768 x 576 @ 8fps resolution support, 4.4mm fixed focal lens (FoV: 90.0°), Triple triple codec H.265/H.264/MJPEG with Wisestream II and WiseStream III (based on AI engine) support, Analytics events based on AI engine: Object detection (Person/Vehicle), Virtual line (Crossing/ Direction), Virtual area (Loitering/Intrusion/Enter/Exit), Analytics events: Motion detection, Tampering, Audio detection, Sound classification, Shock detection, Virtual area(Appear/Disappear), PTZ handover, Radiometrics: whole FoV area or up 10 user programmable polygonal ROIs, temperature detection range from -40°C to 550°C (-40°F to 1022°F), SD card, integrated back box, IP66, NEMA4X, IK10, PoE/12VDC, white color. | Info | 5650
Camera - Network | TNO-C3030TRA | QVGA Radiometric AI Thermal Camera | T Series | QVGA | Bullet | NDAA compliant | T series network Radiometric compact bullet camera, 384 x 288 (uncooled);＜30mK (NETD), Max 768 x 576 @ 30fps resolution support, 9.7mm fixed focal lens (FoV: 37.9°), Triple triple codec H.265/H.264/MJPEG with Wisestream II and WiseStream III (based on AI engine) support, Analytics events based on AI engine: Object detection (Person/Vehicle), Virtual line (Crossing/ Direction), Virtual area (Loitering/Intrusion/Enter/Exit), Analytics events: Motion detection, Tampering, Audio detection, Sound classification, Shock detection, Virtual area(Appear/Disappear), PTZ handover, Radiometrics: whole FoV area or up 10 user programmable polygonal ROIs, temperature detection range from -40°C to 550°C (-40°F to 1022°F), SD card, integrated back box, IP66, NEMA4X, IK10, PoE/12VDC, white color. This product is subject to the Thermal agreement. | Info | 5650
Camera - Network | TNO-C3020TRA | QVGA Radiometric AI Thermal Camera | T Series | QVGA | Bullet | NDAA compliant | T series network Radiometric compact bullet camera, 384 x 288 (uncooled);＜30mK (NETD), Max 768 x 576 @ 30fps resolution support, 6.6mm fixed focal lens (FoV: 60.0°), Triple triple codec H.265/H.264/MJPEG with Wisestream II and WiseStream III (based on AI engine) support, Analytics events based on AI engine: Object detection (Person/Vehicle), Virtual line (Crossing/ Direction), Virtual area (Loitering/Intrusion/Enter/Exit), Analytics events: Motion detection, Tampering, Audio detection, Sound classification, Shock detection, Virtual area(Appear/Disappear), PTZ handover, Radiometrics: whole FoV area or up 10 user programmable polygonal ROIs, temperature detection range from -40°C to 550°C (-40°F to 1022°F), SD card, integrated back box, IP66, NEMA4X, IK10, PoE/12VDC, white color.This product is subject to the Thermal agreement. | Info | 5650
Camera - Network | TNO-C3010TRA | QVGA Radiometric AI Thermal Camera | T Series | QVGA | Bullet | NDAA compliant | T series network Radiometric compact bullet camera, 384 x 288 (uncooled);＜30mK (NETD), Max 768 x 576 @ 30fps resolution support, 4.4mm fixed focal lens (FoV: 90.0°), Triple triple codec H.265/H.264/MJPEG with Wisestream II and WiseStream III (based on AI engine) support, Analytics events based on AI engine: Object detection (Person/Vehicle), Virtual line (Crossing/ Direction), Virtual area (Loitering/Intrusion/Enter/Exit), Analytics events: Motion detection, Tampering, Audio detection, Sound classification, Shock detection, Virtual area(Appear/Disappear), PTZ handover, Radiometrics: whole FoV area or up 10 user programmable polygonal ROIs, temperature detection range from -40°C to 550°C (-40°F to 1022°F), SD card, integrated back box, IP66, NEMA4X, IK10, PoE/12VDC, white color. This product is subject to the Thermal agreement. | Info | 5650
Camera - Network | TNM-C4960TD | Bi-Spectrum AI Thermal Camera, AI, Thermal 25mm / Visible 10.9~29mm M-V/F | T Series | VGA/4K | Multi-Sensor | NDAA Compliant | T series network bi-spectrum AI thermal camera bullet camera, Thermal sensor: 25mm fixed focal, VGA (640x480 - can be scaled up to SVGA 1280x960), H.265/H.264: Max. 30fps/25fps (AI 2CH ON - 15fps), MJPEG: Max. 3fps, NETD ＜60mK, Pixel Size 12㎛, 7 x Color Palettes, Analytics events based on AI engine: Object detection (Person/Vehicle), Bestshot, IVA (Virtual line/Area, Enter/Exit, Loitering, direction, intrusion), Stopped vehicle, Traffic jam, Vehicle counting, Analytics events: Motion detection. Visible sensor: 10.9~29mm(2.6x) motorized varifocal, 4K (3840x2160), H.265/H.264: Max. 30fps/25fps (AI 2CH ON - 15fps), MJPEG: Max. 1fps, Analytics events based on AI engine Object detection (Person, face, ehicle(car/bus/truck/motorcycle/bicycle), License plate), Virtual line (Crossing/Direction), Virtual area (Loitering/Intrusion/Enter/Exit), Analytics events : Defocus detection, Motion detection, Tampering, Audio detection, Sound classification, Shock detection, Virtual area(Appear/Disappear), Camera features: 4 x I/O ports, 1 x Metal shielded RJ-45(10/100/1000BASE-T), TPM 2.0 (FIPS 140-2 level 2) HTTPS(SSL) login authentication, 2 x Micro SD slots each max 512GB, PoE+(IEEE802.3at, Class4), 12VDC, IP66/IP67, IK10, NEMA4X, NEMA TS 2(2.2.8, 2.2.9), includes pole/mount bracket, excludes Stainless Steel Straps (SBP-100S) | Info | 10950
Camera - Network | TNM-C4950TD | Bi-Spectrum AI Thermal Camera, AI, Thermal 13.5mm / Visible 10.9~29mm M-V/F | T Series | VGA/4K | Multi-Sensor | NDAA Compliant | T series network bi-spectrum AI thermal camera bullet camera, Thermal sensor: 13.5mm fixed focal, VGA (640x480 - can be scaled up to SVGA 1280x960), H.265/H.264: Max. 30fps/25fps (AI 2CH ON - 15fps), MJPEG: Max. 3fps, NETD ＜60mK, Pixel Size 12㎛, 7 x Color Palettes, Analytics events based on AI engine: Object detection (Person/Vehicle), Bestshot, IVA (Virtual line/Area, Enter/Exit, Loitering, direction, intrusion), Stopped vehicle, Traffic jam, Vehicle counting, Analytics events: Motion detection. Visible sensor: 10.9~29mm(2.6x) motorized varifocal, 4K (3840x2160), H.265/H.264: Max. 30fps/25fps (AI 2CH ON - 15fps), MJPEG: Max. 1fps, Analytics events based on AI engine Object detection (Person, face, ehicle(car/bus/truck/motorcycle/bicycle), License plate), Virtual line (Crossing/Direction), Virtual area (Loitering/Intrusion/Enter/Exit), Analytics events : Defocus detection, Motion detection, Tampering, Audio detection, Sound classification, Shock detection, Virtual area(Appear/Disappear), Camera features: 4 x I/O ports, 1 x Metal shielded RJ-45(10/100/1000BASE-T), TPM 2.0 (FIPS 140-2 level 2) HTTPS(SSL) login authentication, 2 x Micro SD slots each max 512GB, PoE+(IEEE802.3at, Class4), 12VDC, IP66/IP67, IK10, NEMA4X, NEMA TS 2(2.2.8, 2.2.9), includes pole/mount bracket, excludes Stainless Steel Straps (SBP-100S) | Info | 10500
Camera - Network | TNM-C4940TD | Bi-Spectrum AI Thermal Camera, AI, IR, Thermal 9.1mm / Visible 4.4~9.3mm M-V/F | T Series | VGA/4K | Multi-Sensor | NDAA Compliant | T series network bi-spectrum AI thermal camera bullet camera, Thermal sensor: 9.1mm fixed focal, VGA (640x480 - can be scaled up to SVGA 1280x960), H.265/H.264: Max. 30fps/25fps (AI 2CH ON - 15fps), MJPEG: Max. 3fps, NETD ＜60mK, Pixel Size 12㎛, 7 x Color Palettes, Analytics events based on AI engine: Object detection (Person/Vehicle), Bestshot, IVA (Virtual line/Area, Enter/Exit, Loitering, direction, intrusion), Stopped vehicle, Traffic jam, Vehicle counting, Analytics events: Motion detection. Visible sensor: 4.4~9.3mm(2.2x) motorized varifocal, IR 30m (98.42ft), 4K (3840x2160), H.265/H.264: Max. 30fps/25fps (AI 2CH ON - 15fps), MJPEG: Max. 1fps, Analytics events based on AI engine Object detection (Person, face, ehicle(car/bus/truck/motorcycle/bicycle), License plate), Virtual line (Crossing/Direction), Virtual area (Loitering/Intrusion/Enter/Exit), Analytics events : Defocus detection, Motion detection, Tampering, Audio detection, Sound classification, Shock detection, Virtual area(Appear/Disappear), Camera features: 4 x I/O ports, 1 x Metal shielded RJ-45(10/100/1000BASE-T), TPM 2.0 (FIPS 140-2 level 2) HTTPS(SSL) login authentication, 2 x Micro SD slots each max 512GB, PoE+(IEEE802.3at, Class4), 12VDC, IP66/IP67, IK10, NEMA4X, NEMA TS 2(2.2.8, 2.2.9), includes pole/mount bracket, excludes Stainless Steel Straps (SBP-100S) | Info | 10400
Camera - Network | TNM-C4942TDR | Bi-spectrum AI Radiometric Camera VGA thermal / 4K visible | T Series | VGA/4K | Multi-Sensor | NDAA Compliant | T series network Bi-spectrum AI Radiometric Camera, Thermal: 640 x 480 (uncooled) @ 8fps, <60mK (NETD), built-in 9.1mm fixed lens (HFoV: 50°),Visible: 4K, built-in 4.4~9.3mm motorized varifocal lens (HFoV: 112.1°~47.5°), Max. 3840 x 2160 resolution @ 30fps, Triple codec H.265/H.264/MJPEG with Wisestream II and WiseStream III (based on AI engine) support, WDR 120dB, IR viewable length 30m (98ft), AI object detection (thermal): Person/Vehicle, AI object detection (visible): Person/Face/Vehicle (car,bus,truck, motorcycle, bicycle)/License Plate, Analytics events based on AI engine: Virtual line (Crossing/ Direction), Virtual area (Loitering/Intrusion/Enter/Exit), Additional analytics events (thermal): Motion detection, Additional analytics events (visible): Motion detection, Defocus detection, Tampering, Audio detection, Sound classification, Shock detection, Virtual area(Appear/Disappear), Alarm events: Image upload (e-mail/FTP), Notification (e-mail), Recording (edge/NAS), Alarm output, Handover (PTZ preset, HTTP/HTTPS/TCP message), Audio clip playback, MQTT (publication), Radiometrics: whole FoV area or up 10 user programmable quadrangle ROIs, temperature detection range from -20oC to 130oC (-4oF to 266oF), FIPS 140-2, 2x micro SD card slots supporting up to 512GB each, IP66/IP67, IK10, NEMA4X, NEMA TS 2(2.2.8, 2.2.9), PoE+/12VDC | Info | 11450
Camera - Network | TNM-C4940TDR | Bi-spectrum AI Radiometric Camera VGA thermal / 4K visible | T Series | VGA/4K | Multi-Sensor | NDAA Compliant | T series network Bi-spectrum AI Radiometric Camera, Thermal: 640 x 480 (uncooled) @ 30fps, <60mK (NETD), built-in 9.1mm fixed lens (HFoV: 50°),Visible: 4K, built-in 4.4~9.3mm motorized varifocal lens (HFoV: 112.1°~47.5°), Max. 3840 x 2160 resolution @ 30fps, Triple codec H.265/H.264/MJPEG with Wisestream II and WiseStream III (based on AI engine) support, WDR 120dB, IR viewable length 30m (98ft), AI object detection (thermal): Person/Vehicle, AI object detection (visible): Person/Face/Vehicle (car,bus,truck, motorcycle, bicycle)/License Plate, Analytics events based on AI engine: Virtual line (Crossing/ Direction), Virtual area (Loitering/Intrusion/Enter/Exit), Additional analytics events (thermal): Motion detection, Additional analytics events (visible): Motion detection, Defocus detection, Tampering, Audio detection, Sound classification, Shock detection, Virtual area(Appear/Disappear), Alarm events: Image upload (e-mail/FTP), Notification (e-mail), Recording (edge/NAS), Alarm output, Handover (PTZ preset, HTTP/HTTPS/TCP message), Audio clip playback, MQTT (publication), Radiometrics: whole FoV area or up 10 user programmable quadrangle ROIs, temperature detection range from -20oC to 130oC (-4oF to 266oF), FIPS 140-2, 2x micro SD card slots, supporting up to 512GB each, IP66/IP67, IK10, NEMA4X, NEMA TS 2(2.2.8, 2.2.9), PoE+/12VDC This product is subject to the Thermal agreement. | Info | 11450
Camera - Network | TNM-C3622TDR | Bi-spectrum AI Radiometric Camera QVGA thermal / 2MP visible | T Series | QVGA/2MP | Multi-Sensor | NDAA Compliant | T series network Bi-spectrum AI Radiometric Camera, Thermal: 320 x 240 (uncooled) @ 8fps, <50mK (NETD), built-in 4.7mm fixed lens (HFoV: 50°), Visible: 2MP, built-in 4mm fixed (HFoV: 87.6°), Max. 1920 x 1080 resolution @ 30fps, Triple codec H.265/H.264/MJPEG with Wisestream II support, extremeWDR 150dB, AI object detection (visible only) Person/Face, Analytics events: Directional detection, Motion detection, Enter/Exit, Tampering, Virtual line, Audio detection, Alarm events: Image upload (e-mail/FTP), Notification (e-mail), Recording (edge/NAS), Alarm output, Handover (PTZ preset, HTTP/HTTPS/TCP message), Audio clip playback, MQTT (publication), Radiometrics: whole FoV area or up 6 user programmable quadrangle ROIs, temperature detection range from -20oC to 130oC (-4oF to 266oF), FIPS 140-2, 1 x micro SD card slot supporting up to 256GB, PoE+/12VDC. Compatible with sold separately accessories mounts for wall SBP-142WMW and ceiling SBP-142CMW | Info | 7600
Camera - Network | TNM-C3620TDR | Bi-spectrum AI Radiometric Camera QVGA thermal / 2MP visible | T Series | QVGA/2MP | Multi-Sensor | NDAA Compliant | T series network Bi-spectrum AI Radiometric Camera, Thermal: 320 x 240 (uncooled) @ 30fps, <50mK (NETD), built-in 4.7mm fixed lens (HFoV: 50°), Visible: 2MP, built-in 4mm fixed (HFoV: 87.6°), Max. 1920 x 1080 resolution @ 30fps, Triplecodec H.265/H.264/MJPEG with Wisestream II support, extremeWDR 150dB, AI object detection (visible only) Person/Face, Analytics events: Directional detection, Motion detection, Enter/Exit, Tampering, Virtual line, Audio detection, Alarm events: Image upload (e-mail/FTP), Notification (e-mail), Recording (edge/NAS), Alarm output, Handover (PTZ preset, HTTP/HTTPS/TCP message), Audio clip playback, MQTT (publication), Radiometrics: whole FoV area or up 6 user programmable quadrangle ROIs, temperature detection range from -20oC to 130oC (-4oF to 266oF), FIPS 140-2, 1 x micro SD card slot supporting up to 256GB, PoE+/12VDC This product is subject to the Thermal agreement. Compatible with sold separately accessories mounts for wall SBP-142WMW and ceiling SBP-142CMW | Info | 7600
Camera - Network | TNO-4050T | VGA Thermal | T Series | VGA | Bullet | NDAA compliant | T series network outdoor thermal bullet camera, VGA @30fps, 35mm fixed lens (17.2°), triple codec H.265/H.264/MJPEG with WiseStream II, Multiple streaming, Hallway View, Motion detection, Tampering detection, Handover, 7 colour palettes, Digital Image Stabilization with built-in Gyro Sensor, Bi-directional audio and microSD/SDHC/SDXC slot, IP66, IK10, Nema 4X, PoE/12VDC/24VAC | Info | 8400
Camera - Network | TNO-4040T | VGA Thermal | T Series | VGA | Bullet | NDAA compliant | T series network outdoor thermal bullet camera, VGA @30fps, 19mm fixed lens (32°), triple codec H.265/H.264/MJPEG with WiseStream II, Multiple streaming, Hallway View, Motion detection, Tampering detection, Handover, 7 colour palettes, Digital Image Stabilization with built-in Gyro Sensor, Bi-directional audio and microSD/SDHC/SDXC slot, IP66, IK10, Nema 4X, PoE/12VDC/24VAC | Info | 7000
Camera - Network | TNO-4030T | VGA Thermal | T Series | VGA | Bullet | NDAA compliant | T series network outdoor thermal bullet camera, VGA @30fps, 13mm fixed lens (48.6°), triple codec H.265/H.264/MJPEG with WiseStream II, Multiple streaming, Hallway View, Motion detection, Tampering detection, Handover, 7 colour palettes, Digital Image Stabilization with built-in Gyro Sensor, Bi-directional audio and microSD/SDHC/SDXC slot, IP66, IK10, Nema 4X, PoE/12VDC/24VAC | Info | 7000
Camera - Network | TNO-3010T | QVGA Thermal | T Series | QVGA | Bullet | NDAA compliant | T series network outdoor thermal bullet camera, QVGA @30fps, 2.7mm fixed lens (92°), triple codec H.265/H.264/MJPEG with WiseStream II, Multiple streaming, Advanced Video Analytics and Sound Classification, Hallway View, Motion detection, Shock detection, Temperature detection, Handover, 7 colour palettes, Digital Image Stabilization with built-in Gyro Sensor, Bi-directional audio and microSD/SDHC/SDXC slot, IP66, IK10, Nema 4X, PoE/12VDC/24VAC | Info | 4035
Camera - Network | TNO-3020T | QVGA Thermal | T Series | QVGA | Bullet | NDAA compliant | T series network outdoor thermal bullet camera, QVGA @30fps, 4.7mm fixed lens (50°), triple codec H.265/H.264/MJPEG with WiseStream II, Multiple streaming, Advanced Video Analytics and Sound Classification, Hallway View, Motion detection, Shock detection, Temperature detection, Handover, 7 colour palettes, Digital Image Stabilization with built-in Gyro Sensor, Bi-directional audio and microSD/SDHC/SDXC slot, IP66, IK10, Nema 4X, PoE/12VDC/24VAC | Info | 4035
Camera - Network | TNO-3030T | QVGA Thermal | T Series | QVGA | Bullet | NDAA compliant | T series network outdoor thermal bullet camera, QVGA @30fps, 13.7mm fixed lens (16°), triple codec H.265/H.264/MJPEG with WiseStream II, Multiple streaming, Advanced Video Analytics and Sound Classification, Hallway View, Motion detection, Shock detection, Temperature detection, Handover, 7 colour palettes, Digital Image Stabilization with built-in Gyro Sensor, Bi-directional audio and microSD/SDHC/SDXC slot, IP66, IK10, Nema 4X, PoE/12VDC/24VAC | Info | 4035
Camera - Network | TNO-3040T | QVGA Thermal | T Series | QVGA | Bullet | NDAA compliant | T series network outdoor thermal bullet camera, QVGA @30fps, 19mm fixed lens (11.5°), triple codec H.265/H.264/MJPEG with WiseStream II, Multiple streaming, Advanced Video Analytics and Sound Classification, Hallway View, Motion detection, Shock detection, Temperature detection, Handover, 7 colour palettes, Digital Image Stabilization with built-in Gyro Sensor, Bi-directional audio and microSD/SDHC/SDXC slot, IP66, Nema 4X, PoE/12VDC/24VAC | Info | 4960
Camera - Network | TNO-3050T | QVGA Thermal | T Series | QVGA | Bullet | NDAA compliant | T series network outdoor thermal bullet camera, QVGA @30fps, 35mm fixed lens (6.3°), triple codec H.265/H.264/MJPEG with WiseStream II, Multiple streaming, Advanced Video Analytics and Sound Classification, Hallway View, Motion detection, Shock detection, Temperature detection, Handover, 7 colour palettes, Digital Image Stabilization with built-in Gyro Sensor, Bi-directional audio and microSD/SDHC/SDXC slot, IP66, Nema 4X, PoE/12VDC/24VAC | Info | 6200
Camera - Network | TNO-L3030T | QVGA Thermal | T Series | QVGA | Bullet | NDAA compliant | T series network outdoor thermal bullet camera, QVGA @8fps, 13.7mm fixed lens (16°), triple codec H.265/H.264/MJPEG with WiseStream II, Multiple streaming, Advanced Video Analytics and Sound Classification, Hallway View, Motion detection, Shock detection, Temperature detection, Handover, 7 colour palettes, Digital Image Stabilization with built-in Gyro Sensor, Bi-directional audio and microSD/SDHC/SDXC slot, IP66, IK10, Nema 4X, PoE/12VDC/24VAC | Info | 4100
Camera - Network | TNO-L4030T | VGA Thermal | T Series | VGA | Bullet | NDAA compliant | T series network outdoor thermal bullet camera, VGA @8fps, 13mm fixed lens (48.6°), triple codec H.265/H.264/MJPEG with WiseStream II, Multiple streaming, Hallway View, Motion detection, Tampering detection, Handover, 7 colour palettes, Digital Image Stabilization with built-in Gyro Sensor, Bi-directional audio and microSD/SDHC/SDXC slot, IP66, IK10, Nema 4X, PoE/12VDC/24VAC | Info | 7000
Camera - Network | TNO-4040TR | VGA Thermal Radiometric | T Series | VGA | Bullet | NDAA compliant | T series network outdoor thermal radiometric bullet camera, VGA @30fps, 19mm fixed lens (32°), triple codec H.265/H.264/MJPEG with WiseStream II, Multiple streaming, Hallway View, Motion detection, Tampering detection, Handover, 7 colour palettes, Digital Image Stabilization with built-in Gyro Sensor, Radiometry, Bi-directional audio and microSD/SDHC/SDXC slot, IP66, IK10, Nema 4X, PoE/12VDC/24VAC | Info | 8400
Camera - Network | TNO-4030TR | VGA Thermal Radiometric | T Series | VGA | Bullet | NDAA compliant | T series network outdoor thermal radiometric bullet camera, VGA @30fps, 13mm fixed lens (48.6°), triple codec H.265/H.264/MJPEG with WiseStream II, Multiple streaming, Hallway View, Motion detection, Tampering detection, Handover, 7 colour palettes, Digital Image Stabilization with built-in Gyro Sensor, Radiometry, Bi-directional audio and microSD/SDHC/SDXC slot, IP66, IK10, Nema 4X, PoE/12VDC/24VAC | Info | 8400
Camera - Network | TNU-4051T | VGA Thermal Positioning | T Series | VGA | Positioning | NDAA compliant | T series network outdoor thermal positioning camera, VGA @30fps, 35mm fixed lens (17.2°), triple codec H.265/H.264/MJPEG with WiseStream II, Multiple streaming, Tampering, Loitering, Directional detection, Audio detection, Sound classification, Shock detection, Temperature change detection, Digital Image Stabilization with built-in Gyro Sensor, Bi-directional audio and microSD/SDHC/SDXC slot, IP66, IK10, Nema 4X, 24VAC | Info | 12087
Camera - Network | TNU-4041T | VGA Thermal Positioning | T Series | VGA | Positioning | NDAA compliant | T series network outdoor thermal positioning camera, VGA @30fps, 19mm fixed lens (32°), triple codec H.265/H.264/MJPEG with WiseStream II, Multiple streaming, Tampering, Loitering, Directional detection, Audio detection, Sound classification, Shock detection, Temperature change detection, Digital Image Stabilization with built-in Gyro Sensor, Bi-directional audio and microSD/SDHC/SDXC slot, IP66, IK10, Nema 4X, 24VAC | Info | 10197
Camera - Network | TNO-4041TR | VGA Thermal Radiometric | T Series | VGA | Bullet | NDAA compliant | T series network outdoor thermal radiometric bullet camera, VGA @30fps, 19mm fixed lens (32°), triple codec H.265/H.264/MJPEG with WiseStream II, Multiple streaming, Hallway View, Motion detection, Tampering detection, Handover, 7 colour palettes, Digital Image Stabilization with built-in Gyro Sensor, Radiometry, Bi-directional audio and microSD/SDHC/SDXC slot, IP66, IK10, Nema 4X, PoE/12VDC/24VAC, PT type | Info | 8400
Camera - Network | TNO-4051T | VGA Thermal | T Series | VGA | Bullet | NDAA compliant | T series network outdoor thermal bullet camera, VGA @30fps, 35mm fixed lens (17.2°), triple codec H.265/H.264/MJPEG with WiseStream II, Multiple streaming, Hallway View, Motion detection, Tampering detection, Handover, 7 colour palettes, Digital Image Stabilization with built-in Gyro Sensor, Bi-directional audio and microSD/SDHC/SDXC slot, IP66, IK10, Nema 4X, PoE/12VDC/24VAC, PT type | Info | 8400
Camera - Network | TNO-4041T | VGA Thermal | T Series | VGA | Bullet | NDAA compliant | T series network outdoor thermal bullet camera, VGA @30fps, 19mm fixed lens (32°), triple codec H.265/H.264/MJPEG with WiseStream II, Multiple streaming, Hallway View, Motion detection, Tampering detection, Handover, 7 colour palettes, Digital Image Stabilization with built-in Gyro Sensor,Bi-directional audio and microSD/SDHC/SDXC slot, IP66, IK10, Nema 4X, PoE/12VDC/24VAC, PT type | Info | 7000
Camera - Network | TNO-L4030TR | VGA Thermal | T Series | VGA | Bullet | NDAA compliant | T series network outdoor thermal radiometric bullet camera, VGA @8fps, 13mm fixed lens (48.6°), triple codec H.265/H.264/MJPEG with WiseStream II, Multiple streaming, Hallway View, Motion detection, Tampering detection, Handover, 7 colour palettes, Digital Image Stabilization with built-in Gyro Sensor, Radiometry, Bi-directional audio and microSD/SDHC/SDXC slot, IP66, IK10, Nema 4X, PoE/12VDC/24VAC | Info | 8400
Camera - Network | TNO-L4040TR | VGA Thermal | T Series | VGA | Bullet | NDAA compliant | T series network outdoor vandal Radiometric bullet camera (uncooled), 640x480 @ 8.3fps, 19mm fixed focal lens (32°), triple codec H.265/H.264/MJPEG with Wisestream II, SD card, advanced video analytics and sound classification, PTZ handover, up to 6 user programmable temperature detection areas, temperature detection range is from (-4°F ~ 266°F) , open platform, DIS(Gyro), integrated back box, IP66, IK10, PoE/12VDC/24VAC, white color. | Info | 8400
Camera - Network | TNO-L4040T | VGA Thermal | T Series | VGA | Bullet | NDAA compliant | T series network outdoor vandal thermal bullet camera (uncooled), 640x480 @ 8.3fps, 19mm fixed focal lens (32°), triple codec H.265/H.264/MJPEG with Wisestream II, SD card, advanced video analytics and sound classification, PTZ handover, open platform, DIS(Gyro), integrated back box, IP66, IK10, PoE/12VDC/24VAC, white color. | Info | 7000
Camera - Network | TNO-L4050T | VGA Thermal | T Series | VGA | Bullet | NDAA compliant | T series network outdoor vandal thermal bullet camera (uncooled), 640x480 @ 8.3fps, 35mm fixed focal lens (17.2°), triple codec H.265/H.264/MJPEG with Wisestream II, SD card, advanced video analytics and sound classification, PTZ handover, open platform, DIS(Gyro), integrated back box, IP66, IK10, PoE/12VDC/24VAC, white color. | Info | 8400
NVRs
Recording - Network | XRN-426S-1T | 4CH AI NVR | X Series | 4CH | NVR | NDAA Compliant | 4 channel PoE solid state fanless NVR with 1TB SSD built in | Info | 1245
Recording - Network | XRN-6420DB4 | 64CH NVR with 12th gen. Intel® Processor | X Series | 64CH | NVR | NDAA Compliant | X series 8K NVR (Intel based), 64Ch, 16 SATA HDD bays (up to 10TB per HDD), H265/H264/MJPEG, SUNAPI, ONVIF, ARB (Automatic Recovery Backup) & Failover (N+1), Up To 520 Mbps Recording / Up To 200 Mbps Playback, Dual Stream Recording, iSCSI, WiseStream Support, HDMI(x2) Dual Display, Alarm I/O, 2-way Audio, Maximum Camera Resolution of 32MP Recording/Display, Fisheye Dewarping (Local/CMS), AI Search (Wisenet AI Cameras Only), P2P QR Code, Support for RAID 5/6 (NOTE: RAID Cannot Be Configured With This HDD Configuration), HDD Hot Swap is available in RAID Mode. No HDD included | Info | 8320
Recording - Network | XRN-6420B4 | 64CH NVR with 12th gen. Intel® Processor | X Series | 64CH | NVR | NDAA Compliant | X series 8K NVR (Intel based), 64Ch, 16 SATA HDD bays (up to 10TB per HDD), H265/H264/MJPEG, SUNAPI, ONVIF, ARB (Automatic Recovery Backup) & Failover (N+1), Up To 520 Mbps Recording / Up To 200 Mbps Playback, Dual Stream Recording, iSCSI, WiseStream Support, HDMI(x2), Dual Display, Alarm I/O, 2-way Audio, Maximum Camera Resolution of 32MP Recording/Display, Fisheye Dewarping (Local/CMS), AI Search (Wisenet AI Cameras Only), P2P QR Code, Support for RAID 5/6 (NOTE: RAID Cannot Be Configured With This HDD Configuration), HDD Hot Swap is available in RAID Mode. No HDD included | Info | 7460
Recording - Network | XRN-6410B2 | 64CH 32MP 400Mbps 8 Bay NVR | X Series | 64CH | NVR | NDAA Compliant EOS Limited stock available | X series 64CH 32MP NVR, triple codec H.265/H.264/MJPEG compression, 400Mbps network camera recording / 32Mbps playback throughput, ARB (Automatic Recovery Backup) & Failover (N+1), up to 8 SATA HDD (80TB max), iSCSI storage, HDMI local dual monitor, SUNAPI, ONVIF, Easy configuration (P2P), AI search support when working with Wisenet AI camera, No HDD included | Info | 3450
Recording - Network | XRN-3210B4 | 32CH 32MP 400Mbps 16 Bay NVR w/ RAID5/6 | X Series | 32CH | NVR | NDAA Compliant EOS Limited stock available | X series 32CH 32MP NVR, triple codec H.265/H.264/MJPEG compression, 400Mbps network camera recording / 64Mbps playback throughput, ARB (Automatic Recovery Backup) & Failover (N+1), up to 16 SATA HDD (160TB max), iSCSI storage, RAID-5/6 support, HDMI local dual monitor, SUNAPI, ONVIF, Easy configuration (P2P), AI search support when working with Wisenet AI camera, No HDD included | Info | 5890
Recording - Network | XRN-3220B4 | 32CH NVR with 12th gen. Intel® Processor | X Series | 32CH | NVR | NDAA Compliant | X series 8K NVR (Intel based), 32Ch, 16 SATA HDD bays (up to 10TB per HDD), H.265/H.264/MJPEG, SUNAPI, ONVIF, ARB (Automatic Recovery Backup) & Failover (N+1), Up To 520 Mbps Recording / Up To 200 Mbps Playback, Dual Stream Recording, iSCSI, WiseStream Support, HDMI(x2) Dual Display, Alarm I/O, 2-Way Audio, Maximum Camera Resolution of 32MP Recording/Display, Fisheye Dewarping (Local/CMS), AI Search (Wisenet AI Cameras Only), P2P QR Code, Support for RAID 5/6 (NOTE: RAID Cannot Be Configured With This HDD Configuration), HDD Hot Swap is available in RAID Mode. No HDD included | Info | 6710
Recording - Network | PRN-3205B4 | 32CH 32MP 400Mbps 16 Bay AI NVR | P Series | 32CH | NVR | NDAA Compliant EOS Limited stock available | P series 32CH 32MP NVR, triple codec H.265/H.264/MJPEG compression, 400Mbps network camera recording / 32Mbps playback throughput, ARB (Automatic Recovery Backup) & Failover (N+1), up to 16 SATA HDD (160TB max), HDMI local dual monitor, SUNAPI, ONVIF, Easy configuration (P2P), AI search, No HDD included | Info | 9160
Recording - Network | XRN-1620B2 | 16CH 32MP 140Mbps 8 Bay NVR | X Series | 16CH | NVR | NDAA Compliant | X series 16CH 32MP NVR, triple codec H.265/H.264/MJPEG compression, 140Mbps network camera recording / 32Mbps playback throughput, ARB (Automatic Recovery Backup) & Failover (N+1), up to 8 SATA HDD (80TB max), HDMI local dual monitor, SUNAPI, ONVIF, Easy configuration (P2P), AI search support when working with Wisenet AI camera, No HDD included | Info | 1540
Recording - Network | XRN-1620B2-4TB-S | 16CH 32MP 140Mbps 8 Bay NVR - 4TB HDD | X Series | 16CH | NVR | NDAA Compliant | X series 16CH 32MP NVR, triple codec H.265/H.264/MJPEG compression, 140Mbps network camera recording / 32Mbps playback throughput, ARB (Automatic Recovery Backup) & Failover (N+1), up to 8 SATA HDD (80TB max), HDMI local dual monitor, SUNAPI, ONVIF, Easy configuration (P2P), AI search support when working with Wisenet AI camera, 4TB Seagate SKyHawk HDD included (ST4000VX016) | Info | 1770
Recording - Network | XRN-1620B2-6TB-S | 16CH 32MP 140Mbps 8 Bay NVR - 6TB HDD | X Series | 16CH | NVR | NDAA Compliant | X series 16CH 32MP NVR, triple codec H.265/H.264/MJPEG compression, 140Mbps network camera recording / 32Mbps playback throughput, ARB (Automatic Recovery Backup) & Failover (N+1), up to 8 SATA HDD (80TB max), HDMI local dual monitor, SUNAPI, ONVIF, Easy configuration (P2P), AI search support when working with Wisenet AI camera, 6TB Seagate SKyHawk HDD included (ST6000VX009) | Info | 1950
Recording - Network | XRN-1620B2-8TB-S | 16CH 32MP 140Mbps 8 Bay NVR - 8TB HDD | X Series | 16CH | NVR | NDAA Compliant | X series 16CH 32MP NVR, triple codec H.265/H.264/MJPEG compression, 140Mbps network camera recording / 32Mbps playback throughput, ARB (Automatic Recovery Backup) & Failover (N+1), up to 8 SATA HDD (80TB max), HDMI local dual monitor, SUNAPI, ONVIF, Easy configuration (P2P), AI search support when working with Wisenet AI camera, 8TB Seagate SKyHawk HDD included (ST8000VX010) | Info | 2040
Recording - Network | XRN-1620SB1 | 16CH 32MP 140Mbps 4 Bay PoE NVR | X Series | 16CH | NVR | NDAA Compliant | X series 16CH 32MP NVR, triple codec H.265/H.264/MJPEG compression, 140Mbps network camera recording / 32Mbps playback throughput, Plug & play by 16 PoE Ports, ARB (Automatic Recovery Backup) & Failover (N+1), up to 4 SATA HDD (24TB max), HDMI local dual monitor, SUNAPI, ONVIF, Easy configuration (P2P), AI search support when working with Wisenet AI camera, No HDD included | Info | 1700
Recording - Network | XRN-1620SB1-4TB-S | 16CH 32MP 140Mbps 4 Bay PoE NVR - 4TB HDD | X Series | 16CH | NVR | NDAA Compliant | X series 16CH 32MP NVR, triple codec H.265/H.264/MJPEG compression, 140Mbps network camera recording / 32Mbps playback throughput, Plug & play by 16 PoE Ports, ARB (Automatic Recovery Backup) & Failover (N+1), up to 4 SATA HDD (24TB max), HDMI local dual monitor, SUNAPI, ONVIF, Easy configuration (P2P), AI search support when working with Wisenet AI camera, 4TB Seagate SKyHawk HDD included (ST4000VX016) | Info | 1930
Recording - Network | XRN-1620SB1-6TB-S | 16CH 32MP 140Mbps 4 Bay PoE NVR - 6TB HDD | X Series | 16CH | NVR | NDAA Compliant | X series 16CH 32MP NVR, triple codec H.265/H.264/MJPEG compression, 140Mbps network camera recording / 32Mbps playback throughput, Plug & play by 16 PoE Ports, ARB (Automatic Recovery Backup) & Failover (N+1), up to 4 SATA HDD (24TB max), HDMI local dual monitor, SUNAPI, ONVIF, Easy configuration (P2P), AI search support when working with Wisenet AI camera, 6TB Seagate SKyHawk HDD included (ST6000VX009) | Info | 2110
Recording - Network | XRN-3220B2 | 32CH 8K | X Series | 32CH | NVR | NDAA Compliant | 8K NVR (Intel based), 32Ch, No HDD, 8 SATA HDD bays (up to 10TB per HDD), H.265/H.264/MJPEG, Up To 520 Mbps Recording, HDMI(x2) Dual Display, Alarm I/O, 2-Way Audio | Info | 3427
Recording - Network | XRN-3220RB2 | 32CH 8K | X Series | 32CH | NVR | NDAA Compliant | 8K NVR (Intel based), 32Ch, No HDD, 8 SATA HDD bays (up to 10TB per HDD), H.265/H.264/MJPEG, Up To 520 Mbps Recording, HDMI(x2) Dual Display, Alarm I/O, 2-Way Audio, Support for RAID 5/6 (NOTE: Requires a minimum number of HDDs per RAID type) | Info | 4707
Recording - Network | XRN-6420B2 | 64CH 8K | X Series | 64CH | NVR | NDAA Compliant | 8K NVR (Intel based), 64Ch, No HDD, 8 SATA HDD bays (up to 10TB per HDD), H.265/H.264/MJPEG, Up To 520 Mbps Recording, HDMI(x2) Dual Display, Alarm I/O, 2-Way Audio | Info | 4174
Recording - Network | XRN-6420RB2 | 64CH 8K | X Series | 64CH | NVR | NDAA Compliant | 8K NVR (Intel based), 64Ch, No HDD, 8 SATA HDD bays (up to 10TB per HDD), H.265/H.264/MJPEG, Up To 520 Mbps Recording, HDMI(x2) Dual Display, Alarm I/O, 2-Way Audio Support for RAID 5/6 (NOTE: Requires a minimum number of HDDs per RAID type) | Info | 5454
Recording - Network | XRN-820S | 8CH 32MP 100Mbps 2 Bay PoE NVR | X Series | 8CH | NVR | NDAA Compliant | X series 8CH 32MP NVR, triple codec H.265/H.264/MJPEG compression, 100Mbps network camera recording / 32Mbps playback throughput, Plug & play by 8 PoE Ports, ARB (Automatic Recovery Backup) & Failover (N+1), up to 2 SATA HDD (12TB max), HDMI local dual monitor, SUNAPI, ONVIF, Easy configuration (P2P), AI search support when working with Wisenet AI camera, No HDD included | Info | 1200
Recording - Network | XRN-820S-4TB-S | 8CH 32MP 100Mbps 2 Bay PoE NVR - 4TB HDD | X Series | 8CH | NVR | NDAA Compliant | X series 8CH 32MP NVR, triple codec H.265/H.264/MJPEG compression, 100Mbps network camera recording / 32Mbps playback throughput, Plug & play by 8 PoE Ports, ARB (Automatic Recovery Backup) & Failover (N+1), up to 2 SATA HDD (12TB max), HDMI local dual monitor, SUNAPI, ONVIF, Easy configuration (P2P), AI search support when working with Wisenet AI camera, 4TB Seagate SKyHawk HDD included (ST4000VX016) | Info | 1430
Recording - Network | XRN-820S-6TB-S | 8CH 32MP 100Mbps 2 Bay PoE NVR - 6TB HDD | X Series | 8CH | NVR | NDAA Compliant | X series 8CH 32MP NVR, triple codec H.265/H.264/MJPEG compression, 100Mbps network camera recording / 32Mbps playback throughput, Plug & play by 8 PoE Ports, ARB (Automatic Recovery Backup) & Failover (N+1), up to 2 SATA HDD (12TB max), HDMI local dual monitor, SUNAPI, ONVIF, Easy configuration (P2P), AI search support when working with Wisenet AI camera, 6TB Seagate SKyHawk HDD included (ST6000VX009) | Info | 1610
Recording - Network | XRN-815S | 8CH 12MP 100Mbps 2 Bay PoE NVR | X Series | 8CH | NVR | NDAA Compliant | X series 8CH 12MP NVR, Triple codec H.265/H.264/MJPEG compression, AI Search: Object Attribute (When integrated with Wisenet AI Camera),100Mbps network camera recording, Plug & play by 8 PoE(LAN, 10/100), 1PoE(WAN, 1Gbps), ARB (Automatic Recovery Backup) & Failover (N+1), up to 2 SATA HDD (20TB max), HDMI local dual monitor, SUNAPI, ONVIF, Easy configuration (P2P), No HDD included | Info | 830
Recording - Network | XRN-815S-4TB-S | 8CH 12MP 100Mbps 2 Bay PoE NVR - 4TB HDD | X Series | 8CH | NVR | NDAA Compliant | X series 8CH 12MP NVR, Triple codec H.265/H.264/MJPEG compression, AI Search: Object Attribute (When integrated with Wisenet AI Camera),100Mbps network camera recording, Plug & play by 8 PoE(LAN, 10/100), 1PoE(WAN, 1Gbps), ARB (Automatic Recovery Backup) & Failover (N+1), up to 2 SATA HDD (20TB max), HDMI local dual monitor, SUNAPI, ONVIF, Easy configuration (P2P), 4TB Seagate SKyHawk HDD included (ST4000VX016) | Info | 1091
Recording - Network | XRN-815S-8TB-S | 8CH 12MP 100Mbps 2 Bay PoE NVR - 8TB HDD | X Series | 8CH | NVR | NDAA Compliant | X series 8CH 12MP NVR, Triple codec H.265/H.264/MJPEG compression, AI Search: Object Attribute (When integrated with Wisenet AI Camera),100Mbps network camera recording, Plug & play by 8 PoE(LAN, 10/100), 1PoE(WAN, 1Gbps), ARB (Automatic Recovery Backup) & Failover (N+1), up to 2 SATA HDD (20TB max), HDMI local dual monitor, SUNAPI, ONVIF, Easy configuration (P2P), 2 x 4TB Seagate SKyHawk HDD included (ST4000VX016) | Info | 1627
Recording - Network | XRN-420S | 4CH PoE+ NVR | X Series | 4CH | NVR | NDAA complient | X series 4CH 4K NVR, 4CH @8MP each, triple codec H.265/H.264/MJPEG with WiseStream technology, AI search features; 50Mbps network camera recording, Plug & play by 4 PoE/PoE+ Ports, ARB (Automatic Recovery Backup), 1 fixed internal SATA HDD (6TB max), HDMI, VGA local monitor, SUNAPI, ONVIF, No HDD included | Info | 590
Recording - Network | QRN-430S | 4CH PoE NVR | Q Series | 4CH | NVR | NDAA complient | Q series 4CH 8MP NVR, Triple codec H.265/H.264/MJPEG with WiseStream technology, Dual track recording, 40Mbps network camera recording, Plug & play by 4 PoE ports, ARB (Automatic Recovery Backup), 1 fixed internal SATA HDD (6TB max), HDMI local monitor, SUNAPI, ONVIF, P2P service (QR code connect) supported, No HDD included | info | 476
Recording - Network | QRN-430S-4TB-S | 4CH PoE NVR - 4TB HDD | Q Series | 4CH | NVR | NDAA complient | Q series 4CH 8MP NVR, Triple codec H.265/H.264/MJPEG with WiseStream technology, Dual track recording, 40Mbps network camera recording, Plug & play by 4 PoE ports, ARB (Automatic Recovery Backup), 1 fixed internal SATA HDD (6TB max), HDMI local monitor, SUNAPI, ONVIF, P2P service (QR code connect) supported, 4TB Seagate SKyHawk HDD included (ST4000VX016) | info | 681
Recording - Network | QRN-830S | 8CH PoE NVR | Q Series | 8CH | NVR | NDAA complient | Q series 8CH 8MP NVR, 8CH @8MP each, triple codec H.265/H.264/MJPEG with WiseStream technology, Dual track recording, 80Mbps network camera recording, Plug & play by 8 PoE ports, ARB (Automatic Recovery Backup), 1 fixed internal SATA HDD (6TB max), HDMI local monitor, SUNAPI, ONVIF, Easy configuration (Setup Wizard, P2P), No HDD included | Info | 700
Recording - Network | QRN-830S-4TB-S | 8CH PoE NVR - 4TB HDD | Q Series | 8CH | NVR | NDAA complient | Q series 8CH 8MP NVR, 8CH @8MP each, triple codec H.265/H.264/MJPEG with WiseStream technology, Dual track recording, 80Mbps network camera recording, Plug & play by 8 PoE ports, ARB (Automatic Recovery Backup), 1 fixed internal SATA HDD (6TB max), HDMI local monitor, SUNAPI, ONVIF, Easy configuration (Setup Wizard, P2P), 4TB Seagate SKyHawk HDD included (ST4000VX016) | Info | 925
Recording - Network | QRN-1630S | 16CH 2 Bay PoE NVR | Q Series | 16CH | NVR | NDAA complient | Q series 16CH 8MP NVR, Triple codec H.265/H.264/MJPEG with WiseStream technology, Dual track recording, 128Mbps network camera recording, Plug & play by 16 PoE(LAN, 10/100), 1PoE(WAN, 1Gbps), ARB (Automatic Recovery Backup), 2 fixed internal SATA HDD (20TB max), HDMI local monitor, SUNAPI, ONVIF, P2P service (QR code connect) supported, No HDD included | info | 1058
Recording - Network | QRN-1630S-4TB-S | 16CH 2 Bay PoE NVR - 4TB HDD | Q Series | 16CH | NVR | NDAA complient | Q series 16CH 8MP NVR, Triple codec H.265/H.264/MJPEG with WiseStream technology, Dual track recording, 128Mbps network camera recording, Plug & play by 16 PoE(LAN, 10/100), 1PoE(WAN, 1Gbps), ARB (Automatic Recovery Backup), 2 fixed internal SATA HDD (20TB max), HDMI local monitor, SUNAPI, ONVIF, P2P service (QR code connect) supported, 4TB Seagate SKyHawk HDD included (ST4000VX016) | info | 1310
Recording - Network | ARN-410S | 4CH PoE NVR | A series | 4CH | NVR | NDAA complient | A Series 4CH PoE NVR, Embedded Linux, H.265, H.264, MJPEG codec, Plug & play by 4 PoE (LAN, 10/100), 1 RJ-45(WAN, 10/100), 40Mbps Recording Throughput, Supported HDD (Maximum 1 x 6TB), HDMI local monitor, ARB supported, P2P service support. No HDD included | Info | 350
Recording - Network | ARN-810S | 8CH PoE NVR | A series | 8CH | NVR | NDAA complient | A Series 8CH PoE NVR, Embedded Linux, H.265, H.264, MJPEG codec, Plug & play by 8 PoE (LAN, 10/100), 1 RJ-45(WAN, 10/100), 60Mbps Recording Throughput, Supported HDD (Maximum 1 x 6TB), HDMI local monitor, ARB supported, P2P service support.No HDD included | Info | 430
Recording - Network | ARN-1610S | 16CH PoE NVR | A series | 16CH | NVR | NDAA complient | A Series16CH PoE NVR, Embedded Linux, H.265, H.264, MJPEG codec, Plug & play by 16 PoE (LAN, 10/100), 1 RJ-45(WAN, 1Gbps), 1 RJ-45(WAN, 10/100), 80Mbps Recording Throughput, Supported HDD (Maximum 2 x 6TB), HDMI / VGA local monitor, ARB supported 80Mbps network camera recording, P2P service support. No HDD included | Info | 600
Recording - Network | TRM-1610M | 16CH 12MP H.265 Mobile NVR (M12) | T Series | 16CH | NVR | EOS Limited stock available | T series 16CH Mobile NVR, 16CH @12MP each, triple codec H.265/H.264/MJPEG with WiseStream, 128Mbps network camera recording, 2 front hot swap SATA HDD (4TB max), RAID-1, HDMI, VGA support, GPS Module, built-in Wi-Fi, SUNAPI, ONVIF, 4 PoE ports M12, two PoE switches SPN-10080P (8 ch PoE with RJ-45) x2 are needed to use all 16 channels, 9-36VDC, EN50155, No HDD included | Info | 4391
Recording - Network | TRM-810S | 8CH 8MP H.265 Mobile NVR | T Series | 8CH | NVR | EOS Limited stock available | T series 8CH Mobile NVR, 8CH @8MP each, triple codec H.265/H.264/MJPEG with WiseStream, 80Mbps network camera recording, 2 front hot swap SATA HDD (4TB max), RAID-1, HDMI, VGA support, GPS Module (option), built-in Wi-Fi, SUNAPI, ONVIF, 8 PoE ports RJ45, 9-36VDC, EN50155, No HDD included | Info | 2040
Encoders and Decoders
Encoder - Network | SPE-420 | 4CH Video Encoder |  | 4CH | Encoder | NDAA Compliant | 4CH Network Video Encoder, H.265/H.264/MJPEG, 12fps@5MP, 15fps@4MP, 30fps@2MP or lower, Dual Streaming, AHD/CVI/TVI/CVBS(Pelco-C) compatible, RS-485 Interface (SAMSUNG-T, PELCO-P/D), ONVIF protocol support, HDMI output, Alarm I/O 4/2, Bi-directional Audio, PoE/12VDC | Info | 494
Encoder - Network | SPE-1630 | 16CH Video Encoder |  | 16CH | Encoder | NDAA Compliant | 16CH Network Video Encoder, Max resolution 5MP, Max frame-rate 12fps@5MP, 15fps@4MP, 30fps@1080p, H.265/H.264/MJPEG codec support, Multiple streaming (up to 3 profiles per channel), CVBS(Pelco-C)/AHD/TVI/CVI, 1 RJ-45 10/100/1000 Base-T, Alarm 16 Input/ 4 Output, Alarm Triggers - Motion Detection, Alarm Input, Video Loss, Tampering, Network disconnect, File Upload Via FTP/E-mail, Audio 4 Line Input / 1 Line Output, 1 HDMI OUT (16 multi Image, 1920x1080), 4 privacy zones, ONVIF profile S, SUNAPI (HTTP API) | Info | 1205
Decoder - Network | SPD-152 | 64CH Video Decoder |  | 64CH | Decoder | NDAA Compliant | 64CH Network Video Decoder, up to 64 cameras, Dual HDMI display port(HDMI#1 UHD, HDMI#2 FHD), Max. 8M resolution, 8M@60fps, 2M@360fps, triple codec H.265/H.264/MJPEG, ONVIF, SUNAPI, RTSP, Various installation: Monitor-Back and Pole mount, PoE/12VDC | Info | 850
IP Audio Systems
Speaker | SPA-C100B | IP Ceiling Speaker |  |  |  | NDAA Compliant | IP Ceiling Speaker, Built-in 10W Class D amplifier, PoE & PoE+, 1GBytes internal Memory, 99dB max Sound Pressure, 120Hz ~ 20kHz Frequency range, 90dB Sensitivity, IPv4, HTTP, SIP, mDNS, DNS, NTP, TCP, UDP, DHCP, ARP, ICMP protocol Support, TTS (English, German, French, Spanish, Audio Monitoring (Speaker, connection test), Multi-source Dynamic PA control (Up to 48 ch., 256 Zone, 255 Groups) Black | Info | 743
Speaker | SPA-C100W | IP Ceiling Speaker |  |  |  | NDAA Compliant | IP Ceiling Speaker, Built-in 10W Class D amplifier, PoE & PoE+, 1GBytes internal Memory, 99dB max Sound Pressure, 120Hz ~ 20kHz Frequency range, 90dB Sensitivity, IPv4, HTTP, SIP, mDNS, DNS, NTP, TCP, UDP, DHCP, ARP, ICMP protocol Support, TTS (English, German, French, Spanish, Audio Monitoring (Speaker, connection test), Multi-source Dynamic PA control (Up to 48 ch., 256 Zone, 255 Groups) White | Info | 743
Speaker | SPA-P100B | IP Pendant Speaker |  |  |  | NDAA Compliant | IP Pendant Speaker, Built-in 10W Class D amplifier, PoE & PoE+, 1GBytes internal Memory, 99dB max Sound Pressure, 130Hz ~ 20kHz Frequency range, 91dB Sensitivity, IPv4, HTTP, SIP, mDNS, DNS, NTP, TCP, UDP, DHCP, ARP, ICMP protocol Support, TTS (English, German, French, Spanish, Audio Monitoring (Speaker, connection test), Multi-source Dynamic PA control (Up to 48 ch., 256 Zone, 255 Groups), White | Info | 892
Speaker | SPA-P100W | IP Pendant Speaker |  |  |  | NDAA Compliant | IP Pendant Speaker, Built-in 10W Class D amplifier, PoE & PoE+, 1GBytes internal Memory, 99dB max Sound Pressure, 130Hz ~ 20kHz Frequency range, 91dB Sensitivity, IPv4, HTTP, SIP, mDNS, DNS, NTP, TCP, UDP, DHCP, ARP, ICMP protocol Support, TTS (English, German, French, Spanish, Audio Monitoring (Speaker, connection test), Multi-source Dynamic PA control (Up to 48 ch., 256 Zone, 255 Groups), Black | Info | 892
Speaker | SPA-W100B | IP Wall Speaker |  |  |  | NDAA Compliant | IP Wall Speaker, Built-in 10W Class D amplifier, PoE & PoE+, 1GBytes internal Memory, 99dB max Sound Pressure, 120Hz ~ 20kHz Frequency range, 90dB Sensitivity, IPv4, HTTP, SIP, mDNS, DNS, NTP, TCP, UDP, DHCP, ARP, ICMP protocol Support, TTS (English, German, French, Spanish, Audio Monitoring (Speaker, connection test), Multi-source Dynamic PA control (Up to 48 ch., 256 Zone, 255 Groups), IP54, Black | Info | 967
Speaker | SPA-W100W | IP Wall Speaker |  |  |  | NDAA Compliant | IP Wall Speaker, Built-in 10W Class D amplifier, PoE & PoE+, 1GBytes internal Memory, 99dB max Sound Pressure, 120Hz ~ 20kHz Frequency range, 90dB Sensitivity, IPv4, HTTP, SIP, mDNS, DNS, NTP, TCP, UDP, DHCP, ARP, ICMP protocol Support, TTS (English, German, French, Spanish, Audio Monitoring (Speaker, connection test), Multi-source Dynamic PA control (Up to 48 ch., 256 Zone, 255 Groups), IP54, White | Info | 967
Speaker | SPA-H100B | IP Horn Speaker |  |  |  | NDAA Compliant | IP Horn Speaker, Built-in 10W Class D amplifier, PoE & PoE+, 1GBytes internal Memory, 99dB max Sound Pressure, 650Hz ~ 5.3kHz Frequency range, 111dB Sensitivity, IPv4, HTTP, SIP, mDNS, DNS, NTP, TCP, UDP, DHCP, ARP, ICMP protocol Support, TTS (English, German, French, Spanish, Audio Monitoring (Speaker, connection test), Multi-source Dynamic PA control (Up to 48 ch., 256 Zone, 255 Groups), IP66, Black | Info | 1071
Speaker | SPA-H100W | IP Horn Speaker |  |  |  | NDAA Compliant | IP Horn Speaker, Built-in 10W Class D amplifier, PoE & PoE+, 1GBytes internal Memory, 99dB max Sound Pressure, 650Hz ~ 5.3kHz Frequency range, 111dB Sensitivity, IPv4, HTTP, SIP, mDNS, DNS, NTP, TCP, UDP, DHCP, ARP, ICMP protocol Support, TTS (English, German, French, Spanish, Audio Monitoring (Speaker, connection test), Multi-source Dynamic PA control (Up to 48 ch., 256 Zone, 255 Groups), IP66, White | Info | 1071
Audio Module | SPA-D1000 | IP Audio Module |  |  |  | NDAA Compliant | IP Audio Module, +6dBV ±3dB Output level, 20Hz ~ 20kHz Frequency Response, Built-in 10W Class D amplifier, PoE & PoE+, 1GBytes internal Memory, IPv4, HTTP, SIP, mDNS, DNS, NTP, TCP, UDP, DHCP, ARP, ICMP protocol Support, TTS (English, German, French, Spanish, Audio Monitoring (Speaker, connection test), Multi-source Dynamic PA control (Up to 48 ch., 256 Zone, 255 Groups) | Info | 639
Microphone | SPA-M2000 | IP Microphone |  |  |  | NDAA Compliant | IP Microphone, +10dBV ±3dB Output level, 100Hz ~ 18kHz Frequency Response, PoE, SIP Protocol | Info | 1687
Audio Bridge | SPA-B1000 | IP Audio Bridge |  |  |  | NDAA Compliant | Analogue to IP Audio Bridge, POE 15w/24 VDC | Info | 601
Audio Server | SPA-S1000 | IP Audio Server |  |  |  | NDAA Compliant | IP Audio Server, 10/100 Base-T Ethernet, PoE, IPv4, HTTP, SIP, mDNS, DNS, NTP, TCP, UDP, DHCP, ARP, ICMP protocols support, Multi-source Dynamic PA control (Up to 48 ch., 256 Zone, 255 Groups) | Info | 4913
Audio Server | SPS-A100M | IP Speaker / Microphone / LED Combo |  |  |  | NDAA Compliant | Audio Beacon - Speaker with Max. Sound Pressure Level 90dB at 1m(3.28ft) and Frequency Range of 144Hz~20kHz, 5 Digital Microphones with Two-Way/One-Way selectable, Full Duplex communication with Echo Cancellation and Noise Reduction. Sound Classification (Glass Break, Scream, Extreme Decibel Event, Event Metadata (Sound Direction, Confidence, Audio Clip, dB level), LED Ring(Green, Blue, Red, Pink, Sky blue, Purple), Initial and Post-duration action setting, USB-C for installation app, 2 configurable digital I/O, PoE+, ONVIF Profile S, SUNAPI(HTTP API), Wisenet open platform, AI Sound Classification pack included, Secure element (FIPS 140-3 level3), Indoor Rated, Operating Temperature / Humidity -20°C ~ +55°C (-4°F ~ +122°F) / Less than 90% RH, Storage Temperature / Humidity -50°C ~ +60°C(-58°F ~ +140°F) / Less than 90% RH | Info | 899
Analog HD+ Cameras
Camera - Analog HD | HCO-7070RA | 4MP Analog HD+ Bullet | HD+ Series | 4MP | Bullet | NDAA compliant | HD+ series 4MP IR bullet camera, AHD or CVBS formats are available, manual varifocal Lens (3.1X) (3.2-10mm), Day & Night (ICR), 24VAC/12VDC, IR distance 30m, IP66/IK10 | Info | 276
Camera - Analog HD | HCO-7010RA | 4MP Analog HD+ Bullet | HD+ Series | 4MP | Bullet | NDAA compliant | HD+ series 4MP IR bullet camera, AHD or CVBS formats are available, 2.8 mm fixed lens, Day & Night (ICR), 12VDC, IR distance 20m, IP66/IK10 | Info | 184
Camera - Analog HD | HCO-7020RA | 4MP Analog HD+ Bullet | HD+ Series | 4MP | Bullet | NDAA compliant | HD+ series 4MP IR bullet camera, AHD or CVBS formats are available, 4.0 mm fixed lens, Day & Night (ICR), 12VDC, IR distance 25m, IP66/IK10 | Info | 184
Camera - Analog HD | HCO-7030RA | 4MP Analog HD+ Bullet | HD+ Series | 4MP | Bullet | NDAA compliant | HD+ series 4MP IR bullet camera, AHD or CVBS formats are available, 6.0 mm fixed lens, Day & Night (ICR), 12VDC, IR distance 30m, IP66/IK10 | Info | 184
Camera - Analog HD | HCV-7070RA | 4MP Analog HD+ Outdoor Dome | HD+ Series | 4MP | Vandal Dome | NDAA compliant | HD+ series 4MP IR outdoor dome camera, AHD or CVBS formats are available, manual varifocal Lens (3.1X) (3.2-10mm), Day & Night (ICR), 24VAC/12VDC, IR distance 30m, IP66/IK10 | Info | 276
Camera - Analog HD | HCV-7010RA | 4MP Analog HD+ Outdoor Dome | HD+ Series | 4MP | Vandal Dome | NDAA compliant | HD+ series 4MP IR outdoor dome camera, AHD or CVBS formats are available, 2.8 mm fixed lens, Day & Night (ICR), 12VDC, IR distance 20m, IP66/IK10 | Info | 184
Camera - Analog HD | HCV-7020RA | 4MP Analog HD+ Outdoor Dome | HD+ Series | 4MP | Vandal Dome | NDAA compliant | HD+ series 4MP IR outdoor dome camera, AHD or CVBS formats are available, 4.0 mm fixed lens, Day & Night (ICR), 12VDC, IR distance 25m, IP66/IK10 | Info | 184
Camera - Analog HD | HCV-7030RA | 4MP Analog HD+ Outdoor Dome | HD+ Series | 4MP | Vandal Dome | NDAA compliant | HD+ series 4MP IR outdoor dome camera, AHD or CVBS formats are available, 6.0 mm fixed lens, Day & Night (ICR), 12VDC, IR distance 30m, IP66/IK10 | Info | 184
Camera - Analog HD | HCD-7070RA | 4MP Analog HD+ Indoor Dome | HD+ Series | 4MP | Dome | NDAA compliant | HD+ series 4MP IR indoor dome camera, AHD or CVBS formats are available, manual varifocal Lens (3.1X) (3.2-10mm), Day & Night (ICR), 24VAC/12VDC, IR distance 20m | Info | 248
Camera - Analog HD | HCD-7010RA | 4MP Analog HD+ Indoor Dome | HD+ Series | 4MP | Dome | NDAA compliant | HD+ series 4MP IR indoor dome camera, AHD or CVBS formats are available, 2.8 mm fixed lens, Day & Night (ICR), 12VDC, IR distance 20m | Info | 166
Camera - Analog HD | HCD-7020RA | 4MP Analog HD+ Indoor Dome | HD+ Series | 4MP | Dome | NDAA compliant | HD+ series 4MP IR indoor dome camera, AHD or CVBS formats are available, 4.0 mm fixed lens, Day & Night (ICR), 12VDC, IR distance 25m | Info | 166
Camera - Analog HD | HCD-7030RA | 4MP Analog HD+ Indoor Dome | HD+ Series | 4MP | Dome | NDAA compliant | HD+ series 4MP IR indoor dome camera, AHD or CVBS formats are available, 6.0 mm fixed lens, Day & Night (ICR), 12VDC, IR distance 30m | Info | 166
Camera - Analog HD | HCB-7000A | 4MP Analog HD+ Box | HD+ Series | 4MP | Box | NDAA compliant | HD+ series analogue box camera, 4MP, AHD, Manual focus, AHD/CVBS/RS-485, BLC/HLC/DWDR, True Day & Night (ICR), Motion detection, Transmission disctance upto 500m, 24VAC/12VDC ※ The lens is not included | Info | 166
Camera - Analog HD | HCB-7000PHA | 4MP Analog HD+ Box | HD+ Series | 4MP | Box | NDAA compliant | HD+ series analogue box camera, 4MP, AHD, Manual focus, AHD/CVBS/RS-485, BLC/HLC/DWDR, True Day & Night (ICR), Motion detection, Transmission disctance upto 500m, 230VAC ※ The lens is not included | Info | 194
Camera - Analog HD | HCO-6080R | 2MP Analog HD+ IR Bullet | HD+ Series | 2MP | Bullet | NDAA compliant | HD+ series 2MP, Full HD(1080p) 30fps IR outdoor bullet camera, AHD/TVI/CVI/CVBS, motorized varifocal lens (3.1X) (3.2-10mm), 120 dB true WDR, Day & Night (ICR), 24VAC/12VDC, IR distance 30m, IP66/IK10 | Info | 304
Camera - Analog HD | HCO-6080 | 2MP Analog HD+ Bullet | HD+ Series | 2MP | Bullet | NDAA compliant | HD+ series 2MP, Full HD(1080p) 30fps outdoor bullet camera, AHD/TVI/CVI/CVBS, motorized varifocal lens (3.1X) (3.2-10mm), 120 dB true WDR, Day & Night (ICR), 24VAC/12VDC, IP66/IK10 | Info | 280
Camera - Analog HD | HCO-6070R | 2MP Analog HD+ IR Bullet | HD+ Series | 2MP | Bullet | NDAA compliant | HD+ series 2MP, Full HD(1080p) 30fps IR outdoor bullet camera, AHD/TVI/CVI/CVBS, manual varifocal Lens (3.1X) (3.2-10mm), 120 dB true WDR, Day & Night (ICR), 24VAC/12VDC, IR distance 30m, IP66/IK10 | Info | 276
Camera - Analog HD | HCO-6020R | 2MP Analog HD+ IR Bullet | HD+ Series | 2MP | Bullet | NDAA compliant | HD+ series 2MP, Full HD(1080p) 30fps IR outdoor bullet camera, AHD/TVI/CVI/CVBS, Fixed Lens (4mm), 120 dB true WDR, Day & Night (ICR), 12VDC, IR distance 30m, IP66/IK10 | Info | 184
Camera - Analog HD | HCV-6080R | 2MP Analog HD+ IR Outdoor Dome | HD+ Series | 2MP | Vandal Dome | NDAA compliant | HD+ series 2MP, Full HD(1080p) 30fps IR outdoor dome camera, AHD/TVI/CVI/CVBS, motorized varifocal lens (3.1X) (3.2-10mm), 120 dB true WDR, Day & Night (ICR), 24VAC/12VDC, IR distance 30m, IP66/IK10 | Info | 304
Camera - Analog HD | HCV-6080 | 2MP Analog HD+ Outdoor Dome | HD+ Series | 2MP | Vandal Dome | NDAA compliant | HD+ series 2MP, Full HD(1080p) 30fps outdoor dome camera, AHD/TVI/CVI/CVBS, motorized varifocal lens (3.1X) (3.2-10mm), 120 dB true WDR, Day & Night (ICR), 24VAC/12VDC, IP66/IK10 | Info | 280
Camera - Analog HD | HCV-6070R | 2MP Analog HD+ IR Outdoor Dome | HD+ Series | 2MP | Vandal Dome | NDAA compliant | HD+ series 2MP, Full HD(1080p) 30fps IR outdoor dome camera, AHD/TVI/CVI/CVBS, manual varifocal Lens (3.1X) (3.2-10mm), 120 dB true WDR, Day & Night (ICR), 24VAC/12VDC, IR distance 30m, IP66/IK10 | Info | 276
Camera - Analog HD | HCD-6080R | 2MP Analog HD+ IR Indoor Dome | HD+ Series | 2MP | Dome | NDAA compliant | HD+ series 2MP, Full HD(1080p) 30fps IR indoor dome camera, AHD/TVI/CVI/CVBS, motorized varifocal lens (3.1X) (3.2-10mm), 120 dB true WDR, Day & Night (ICR), 24VAC/12VDC, IR distance 20m | Info | 274
Camera - Analog HD | HCD-6070R | 2MP Analog HD+ IR Indoor Dome | HD+ Series | 2MP | Dome | NDAA compliant | HD+ series 2MP, Full HD(1080p) 30fps IR indoor dome camera, AHD/TVI/CVI/CVBS, manual varifocal Lens (3.1X) (3.2-10mm), 120 dB true WDR, Day & Night (ICR), 24VAC/12VDC, IR distance 20m | Info | 248
Camera - Analog HD | HCD-6010 | 2MP Analog HD+ Indoor Dome | HD+ Series | 2MP | Dome | NDAA compliant | HD+ series 2MP, Full HD(1080p) 30fps IR indoor dome camera, AHD/TVI/CVI/CVBS, 2.8 mm fixed lens, 120 dB true WDR, Day & Night (ICR), 12VDC | Info | 133.33
Camera - Analog HD | HCD-6020R | 2MP Analog HD+ IR Indoor Dome | HD+ Series | 2MP | Dome | NDAA compliant | HD+ series 2MP, Full HD(1080p) 30fps IR indoor dome camera, AHD/TVI/CVI/CVBS, 4.0 mm fixed lens, 120 dB true WDR, Day & Night (ICR), 12VDC, IR distance 20m | Info | 166
Camera - Analog HD | HCB-6001 | 2MP Analog HD+ Box | HD+ Series | 2MP | Box | NDAA compliant | HD+ series analogue box camera, 2MP, Full HD(1080p) resolution, Simple focus, AHD/CVBS/RS-485, 120 dB WDR, True Day & Night (ICR), Motion detection,Transmission distance up to 500m, 24VAC/12VDC ※ The lens is not included | Info | 198
Camera - Analog HD | HCB-6000 | 2MP Analog HD+ Box | HD+ Series | 2MP | Box | NDAA compliant | HD+ series analogue box camera, 2MP, Full HD(1080p) resolution, Manual focus, AHD/CVBS/CCP/TCP/RS-485, 120 dB WDR, True Day & Night (ICR), Motion detection, Transmission distance up to 500m, 24VAC/12VDC ※ The lens is not included | Info | 166
Camera - Analog HD | HCB-6000PH | 2MP Analog HD+ Box | HD+ Series | 2MP | Box | NDAA compliant | HD+ series analogue box camera, 2MP, Full HD(1080p) resolution, Manual focus, AHD/CVBS/CCP/TCP/RS-485, 120 dB WDR, True Day & Night (ICR), Motion detection, Transmission distance up to 500m, 220VAC ※ The lens is not included | Info | 194
Camera - Analog HD | HCP-6320A | AHD PTZ | HD+ Series | 2MP | PTZ | NDAA Compliant EOS Limited stock available | HD+ series 2MP, Full HD(1080p) 30fps PTZ camera, Optical zoom lens 32X (4.44~142.6mm), true WDR 120dB, RS485/Up coax (ACP protocol only) PTZ control, Day & Night (ICR), 24VAC | Info | 1270
Camera - Analog HD | HCP-6320HA | AHD Outdoor PTZ | HD+ Series | 2MP | PTZ | NDAA Compliant EOS Limited stock available | HD+ series 2MP, Full HD(1080p) 30fps PTZ camera, Optical zoom lens 32X (4.44~142.6mm), RS485/Up coax (ACP protocol only) PTZ control, true WDR 120dB, Day & Night (ICR), 24VAC, IP66 IK10 | Info | 1470
DVRs
Recording - Analog | HRX-835A | 8CH Pentabrid (AHD, HDTVI, HDCVI, CVBS, IP) Recorder |  | 8CH | DVR | NDAA Compliant | 5-in-1 8CH+2CH (up to 10CH NW) Embeded DVR, Analog HD (max. 8MP), TVI (max. 8MP), CVI (max. 5MP), CVBS, IP (max. 8MP), triple codec H.265/H.264/MJPEG, max. 50Mbps recording / max. 32Mbps playback throughput, up to 4 internal SATA HDD (24TB max), 8CH Audio input/ 1CH Audio output, Coaxial Cable (Pelco-C), HDMI/VGA local dual monitor, SUNAPI, ONVIF, Easy configuration (Setup Wizard, P2P), Smartphone support (iOS & Android), No HDD included | Info | 880
Recording - Analog | HRX-835A-4TB-S | 8CH Pentabrid (AHD, HDTVI, HDCVI, CVBS, IP) Recorder - 4TB HDD |  | 8CH | DVR | NDAA Compliant | 5-in-1 8CH+2CH (up to 10CH NW) Embeded DVR, Analog HD (max. 8MP), TVI (max. 8MP), CVI (max. 5MP), CVBS, IP (max. 8MP), triple codec H.265/H.264/MJPEG, max. 50Mbps recording / max. 32Mbps playback throughput, up to 4 internal SATA HDD (24TB max), 8CH Audio input/ 1CH Audio output, Coaxial Cable (Pelco-C), HDMI/VGA local dual monitor, SUNAPI, ONVIF, Easy configuration (Setup Wizard, P2P), Smartphone support (iOS & Android), 4TB Seagate SkyHawk HDD included (ST4000VX016) | Info | 1093
Recording - Analog | HRX-835A-6TB-S | 8CH Pentabrid (AHD, HDTVI, HDCVI, CVBS, IP) Recorder - 6TB HDD |  | 8CH | DVR | NDAA Compliant | 5-in-1 8CH+2CH (up to 10CH NW) Embeded DVR, Analog HD (max. 8MP), TVI (max. 8MP), CVI (max. 5MP), CVBS, IP (max. 8MP), triple codec H.265/H.264/MJPEG, max. 50Mbps recording / max. 32Mbps playback throughput, up to 4 internal SATA HDD (24TB max), 8CH Audio input/ 1CH Audio output, Coaxial Cable (Pelco-C), HDMI/VGA local dual monitor, SUNAPI, ONVIF, Easy configuration (Setup Wizard, P2P), Smartphone support (iOS & Android), 6TB Seagate SkyHawk HDD included (ST6000VX009) | Info | 1249
Recording - Analog | HRX-1635 | 16CH Pentabrid (AHD, HDTVI, HDCVI, CVBS, IP) Recorder |  | 16CH | DVR | NDAA Compliant | 5-in-1 16CH (up to 18CH NW) Embeded DVR, Analog HD (max. 8MP), TVI (max. 8MP), CVI (max. 8MP), CVBS, IP (max. 8MP), triple codec H.265/H.264/MJPEG, max. 128Mbps recording / max. 32Mbps playback throughput, up to 8 internal SATA HDD, (48TB max), 16CH Audio input/ 1CH Audio output, Coaxial Cable (Pelco-C), HDMI/VGA local dual monitor, SUNAPI, ONVIF, Easy configuration (Setup Wizard, P2P), Smartphone support (iOS & Android), No HDD included | Info | 1110
Recording - Analog | HRX-1635-4TB-S | 16CH Pentabrid (AHD, HDTVI, HDCVI, CVBS, IP) Recorder - 4TB HDD |  | 16CH | DVR | NDAA Compliant | 5-in-1 16CH (up to 18CH NW) Embeded DVR, Analog HD (max. 8MP), TVI (max. 8MP), CVI (max. 8MP), CVBS, IP (max. 8MP), triple codec H.265/H.264/MJPEG, max. 128Mbps recording / max. 32Mbps playback throughput, up to 8 internal SATA HDD, (48TB max), 16CH Audio input/ 1CH Audio output, Coaxial Cable (Pelco-C), HDMI/VGA local dual monitor, SUNAPI, ONVIF, Easy configuration (Setup Wizard, P2P), Smartphone support (iOS & Android), 4TB Seagate SkyHawk HDD included (ST4000VX016) | Info | 1371
Recording - Analog | HRX-1634 | 16CH Pentabrid (AHD, HDTVI, HDCVI, CVBS, IP) Recorder |  | 16CH | DVR | NDAA Compliant | 5-in-1 16CH (up to 18CH NW) Embeded DVR, Analog HD (max. 8MP), TVI (max. 8MP), CVI (max. 8MP), CVBS, IP (max. 8MP), triple codec H.265/H.264/MJPEG, max. 128Mbps recording / max. 32Mbps playback throughput, up to 2 internal SATA HDD, (12TB max), 16CH Audio input/ 1CH Audio output, Coaxial Cable (Pelco-C), HDMI/VGA local dual monitor, SUNAPI, ONVIF, Easy configuration (Setup Wizard, P2P), Smartphone support (iOS & Android), No HDD included | Info | 650
Recording - Analog | HRX-1634-4TB-S | 16CH Pentabrid (AHD, HDTVI, HDCVI, CVBS, IP) Recorder - 4TB HDD |  | 16CH | DVR | NDAA Compliant | 5-in-1 16CH (up to 18CH NW) Embeded DVR, Analog HD (max. 8MP), TVI (max. 8MP), CVI (max. 8MP), CVBS, IP (max. 8MP), triple codec H.265/H.264/MJPEG, max. 128Mbps recording / max. 32Mbps playback throughput, up to 2 internal SATA HDD, (12TB max), 16CH Audio input/ 1CH Audio output, Coaxial Cable (Pelco-C), HDMI/VGA local dual monitor, SUNAPI, ONVIF, Easy configuration (Setup Wizard, P2P), Smartphone support (iOS & Android), 4TB Seagate SkyHawk HDD included (ST4000VX016) | Info | 911
Recording - Analog | HRX-435 | 4CH Pentabrid (AHD, HDTVI, HDCVI, CVBS, IP) Recorder |  | 4CH | DVR | NDAA Compliant | 5-in-1 4CH+2CH (up to 6CH NW) Embeded DVR, Analog HD (max. 8MP), TVI (max. 8MP), CVI (max. 5MP), CVBS, IP (max. 8MP), triple codec H.265/H.264/MJPEG, max. 30Mbps recording / max. 32Mbps playback throughput, up to 2 internal SATA HDD (12TB max), 4CH Audio input/ 1CH Audio output, Coaxial Cable (Pelco-C), HDMI/VGA local dual monitor, SUNAPI, ONVIF, Easy configuration (Setup Wizard, P2P), Smartphone support (iOS & Android), No HDD included | Info | 330
Recording - Analog | HRX-435-4TB-S | 4CH Pentabrid (AHD, HDTVI, HDCVI, CVBS, IP) Recorder - 4TB HDD |  | 4CH | DVR | NDAA Compliant | 5-in-1 4CH+2CH (up to 6CH NW) Embeded DVR, Analog HD (max. 8MP), TVI (max. 8MP), CVI (max. 5MP), CVBS, IP (max. 8MP), triple codec H.265/H.264/MJPEG, max. 30Mbps recording / max. 32Mbps playback throughput, up to 2 internal SATA HDD (12TB max), 4CH Audio input/ 1CH Audio output, Coaxial Cable (Pelco-C), HDMI/VGA local dual monitor, SUNAPI, ONVIF, Easy configuration (Setup Wizard, P2P), Smartphone support (iOS & Android), 4TB Seagate SKyHawk HDD included (ST4000VX016) | Info | 630
Recording - Analog | HRX-435-6TB-S | 4CH Pentabrid (AHD, HDTVI, HDCVI, CVBS, IP) Recorder - 6TB HDD |  | 4CH | DVR | NDAA Compliant | 5-in-1 4CH+2CH (up to 6CH NW) Embeded DVR, Analog HD (max. 8MP), TVI (max. 8MP), CVI (max. 5MP), CVBS, IP (max. 8MP), triple codec H.265/H.264/MJPEG, max. 30Mbps recording / max. 32Mbps playback throughput, up to 2 internal SATA HDD (12TB max), 4CH Audio input/ 1CH Audio output, Coaxial Cable (Pelco-C), HDMI/VGA local dual monitor, SUNAPI, ONVIF, Easy configuration (Setup Wizard, P2P), Smartphone support (iOS & Android), 6TB Seagate SKyHawk HDD included (ST6000VX009) | Info | 800
Recording - Analog | HRX-435-12TB-S | 4CH Pentabrid (AHD, HDTVI, HDCVI, CVBS, IP) Recorder - 2x 6TB HDD |  | 4CH | DVR | NDAA Compliant | 5-in-1 4CH+2CH (up to 6CH NW) Embeded DVR, Analog HD (max. 8MP), TVI (max. 8MP), CVI (max. 5MP), CVBS, IP (max. 8MP), triple codec H.265/H.264/MJPEG, max. 30Mbps recording / max. 32Mbps playback throughput, up to 2 internal SATA HDD (12TB max), 4CH Audio input/ 1CH Audio output, Coaxial Cable (Pelco-C), HDMI/VGA local dual monitor, SUNAPI, ONVIF, Easy configuration (Setup Wizard, P2P), Smartphone support (iOS & Android), 2x 6TB Seagate SKyHawk HDD included (ST6000VX009) | Info | 1200
Recording - Analog | HRX-434 | 4CH Pentabrid (AHD, HDTVI, HDCVI, CVBS, IP) Recorder |  | 4CH | DVR | NDAA Compliant | 5-in-1 4CH+2CH (up to 6CH NW) Embeded DVR, Analog HD (max. 8MP), TVI (max. 8MP), CVI (max. 5MP), CVBS, IP (max. 8MP), triple codec H.265/H.264/MJPEG, max. 30Mbps recording / max. 32Mbps playback throughput, 1 internal SATA HDD (6TB max), 1CH Audio input/ 1CH Audio output, Coaxial Cable (Pelco-C), HDMI/VGA local dual monitor, SUNAPI, ONVIF, Easy configuration (Setup Wizard, P2P), Smartphone support (iOS & Android), No HDD included | Info | 280
Recording - Analog | HRX-434-4TB-S | 4CH Pentabrid (AHD, HDTVI, HDCVI, CVBS, IP) Recorder - 4TB HDD |  | 4CH | DVR | NDAA Compliant | 5-in-1 4CH+2CH (up to 6CH NW) Embeded DVR, Analog HD (max. 8MP), TVI (max. 8MP), CVI (max. 5MP), CVBS, IP (max. 8MP), triple codec H.265/H.264/MJPEG, max. 30Mbps recording / max. 32Mbps playback throughput, 1 internal SATA HDD (6TB max), 1CH Audio input/ 1CH Audio output, Coaxial Cable (Pelco-C), HDMI/VGA local dual monitor, SUNAPI, ONVIF, Easy configuration (Setup Wizard, P2P), Smartphone support (iOS & Android), 4TB Seagate SKyHawk HDD included (ST4000VX016) | Info | 580
Recording - Analog | HRX-434-6TB-S | 4CH Pentabrid (AHD, HDTVI, HDCVI, CVBS, IP) Recorder - 6TB HDD |  | 4CH | DVR | NDAA Compliant | 5-in-1 4CH+2CH (up to 6CH NW) Embeded DVR, Analog HD (max. 8MP), TVI (max. 8MP), CVI (max. 5MP), CVBS, IP (max. 8MP), triple codec H.265/H.264/MJPEG, max. 30Mbps recording / max. 32Mbps playback throughput, 1 internal SATA HDD (6TB max), 1CH Audio input/ 1CH Audio output, Coaxial Cable (Pelco-C), HDMI/VGA local dual monitor, SUNAPI, ONVIF, Easy configuration (Setup Wizard, P2P), Smartphone support (iOS & Android), 6TB Seagate SKyHawk HDD included (ST6000VX009) | Info | 750
Recording - Analog | HRX-420 | 4CH Pentabrid (AHD, HDTVI, HDCVI, CVBS, IP) Recorder |  | 4CH+2CH | DVR | EOS Limited stock available | 5-in-1 4CH+2CH (up to 6CH NW) Embeded DVR, Analog HD (max. 8MP), TVI (max. 8MP), CVI (max. 5MP), CVBS, IP (max. 8MP), triple codec H.265/H.264/MJPEG, 8fps@8MP/ 12fps@5MP recording, 1 internal SATA HDD (6TB max), 1CH Audio input/ 1CH Audio output, Coaxial Cable (Pelco-C), HDMI/VGA local dual monitor, SUNAPI, ONVIF, Easy configuration (Setup Wizard, P2P), Smartphone support (iOS & Android), No HDD included | Info | 264
Recording - Analog | HRX-420-2TB | 4CH Pentabrid (AHD, HDTVI, HDCVI, CVBS, IP) Recorder - 2TB HDD |  | 4CH+2CH | DVR | EOS Limited stock available | 5-in-1 4CH+2CH (up to 6CH NW) Embeded DVR, Analog HD (max. 8MP), TVI (max. 8MP), CVI (max. 5MP), CVBS, IP (max. 8MP), triple codec H.265/H.264/MJPEG, 8fps@8MP/ 12fps@5MP recording, 1 internal SATA HDD (6TB max), 1CH Audio input/ 1CH Audio output, Coaxial Cable (Pelco-C), HDMI/VGA local dual monitor, SUNAPI, ONVIF, Easy configuration (Setup Wizard, P2P), Smartphone support (iOS & Android), 2TB HDD included | Info | 480
Lens modules for Multi-Sensor and Box Cameras
Lens | SLA-T4680 | 4.6mm Lens/Imager straight body for XNB-6001 (8.0m cable) |  | 2MP | Lens | NDAA Compliant | 1/2.8" 2MP CMOS with a 4.6mm fixed lens module for XNB-6001, FoV: H: 73˚, V: 39˚, 0.06Lux, WDR (120dB), Electrical Day&Night | Info | 214
Lens | SLA-T4680V | 4.6mm Lens/Imager right angle body for XNB-6001 (8.0m cable) |  | 2MP | Lens | NDAA Compliant | 1/2.8" 2MP CMOS with a 4.6mm fixed lens module for XNB-6001, FoV: H: 73˚, V: 39˚, 0.06Lux, WDR (120dB), Electrical Day&Night | Info | 214
Lens | SLA-T2480 | 2.4mm Lens/Imager straight body for XNB-6001 (8.0m cable) |  | 2MP | Lens | NDAA Compliant | 1/2.8" 2MP CMOS with a 2.4mm fixed lens module for XNB-6001, FoV: H: 138˚, V: 73˚, 0.45Lux, WDR (120dB), Electrical Day&Night | Info | 214
Lens | SLA-T2480V | 2.4mm Lens/Imager right angle body for XNB-6001 (8.0m cable) |  | 2MP | Lens | NDAA Compliant | 1/2.8" 2MP CMOS with a 2.4mm fixed lens module for XNB-6001, FoV: H: 138˚, V: 73˚, 0.45Lux, WDR (120dB), Electrical Day&Night | Info | 214
Lens | SLA-T1080F | 1.6mm Lens/Imager straight body for XNB-6001 (8.0m cable) |  | 2MP | Lens | NDAA Compliant | 1/2.8" 2MP CMOS with a 1.6mm fixed lens module for XNB-6001, FoV: H: 187˚, V: 113.9˚, 0.03Lux, WDR (120dB), Electrical Day&Night | Info | 287
Lens | SLA-T4680A | 4.6mm Lens/Imager straight body for PNM-9000QB (8.0m cable) |  | 2MP | Lens | NDAA Compliant | 1/2.8" 2MP CMOS with a 4.6mm fixed lens module for PNM-9000QB, XNB-6002, FoV: H: 73˚, V: 39˚, 0.06Lux, WDR (120dB), Electrical Day&Night | Info | 214
Lens | SLA-T4680VA | 4.6mm Lens/Imager right angle body for PNM-9000QB (8.0m cable) |  | 2MP | Lens | NDAA Compliant | 1/2.8" 2MP CMOS with a 4.6mm fixed lens module for PNM-9000QB, XNB-6002, FoV: H: 73˚, V: 39˚, 0.06Lux, WDR (120dB), Electrical Day&Night | Info | 214
Lens | SLA-T2480A | 2.4mm Lens/Imager straight body for PNM-9000QB (8.0m cable) |  | 2MP | Lens | NDAA Compliant | 1/2.8" 2MP CMOS with a 2.4mm fixed lens module for PNM-9000QB, XNB-6002, FoV: H: 138˚, V: 73˚, 0.45Lux, WDR (120dB), Electrical Day&Night | Info | 214
Lens | SLA-T2480VA | 2.4mm Lens/Imager right angle body for PNM-9000QB (8.0m cable) |  | 2MP | Lens | NDAA Compliant | 1/2.8" 2MP CMOS with a 2.4mm fixed lens module for PNM-9000QB, XNB-6002, FoV: H: 138˚, V: 73˚, 0.45Lux, WDR (120dB), Electrical Day&Night | Info | 214
Lens | SLA-T1080FA | 1.6mm Lens/Imager straight body for PNM-9000QB (8.0m cable) |  | 2MP | Lens | NDAA Compliant | 1/2.8" 2MP CMOS with a 1.6mm fixed lens module for PNM-9000QB, XNB-6002, FoV: H: 187˚, V: 113.9˚, 0.03Lux, WDR (120dB), Electrical Day&Night | Info | 287
Lens | SLA-T4680D | Door Jamb Lens (black) |  | 2MP | Lens | NDAA Compliant | 2MP Door Jamb Pinhole lens module with a 4.6mm fixed lens, compatible with XNB-6001 (not included), FoV: H: 73˚, V: 39˚, 0.06Lux, WDR (120dB), Electrical Day&Night, black colour | Info | 250
Lens | SLA-T4680DS | Door Jamb Lens (silver) |  | 2MP | Lens | NDAA Compliant | 2MP Door Jamb Pinhole lens module with a 4.6mm fixed lens, compatible with XNB-6001 (not included), FoV: H: 73˚, V: 39˚, 0.06Lux, WDR (120dB), Electrical Day&Night, silver colour | Info | 250
Lens | SLA-T4680DW | Door Jamb Lens (white) Special order ONLY |  | 2MP | Lens | NDAA Compliant | 2MP Door Jamb Pinhole lens module with a 4.6mm fixed lens, compatible with XNB-6001 (not included), FoV: H: 73˚, V: 39˚, 0.06Lux, WDR (120dB), Electrical Day&Night, white colour | Info | 250
Lens | SLA-T2480WA | 2MP Lens Module |  | 2MP | Lens | NDAA Compliant | 1/2.8" 2MP CMOS with a 2.4mm fixed lens module, FoV: H: 138˚, V: 73˚,Color: 0.045Lux(F2.0, 1/30sec, 30IRE) BW: 0.045Lux(F2.0, 1/30sec, 30IRE) with PNM-9000QB, XNB-6002, Product Dimensions / Weight: ø24x49.8mm(ø0.94x1.96"), 101g(0.22lb), IP66, NEMA 4X, compatible with PNM-9000QB, XNB-6002 | Info | 275
Lens | SLA-T2480WDA | 2MP Waterproof Dome Lens Module |  | 2MP | Lens | NDAA Compliant | 1/2.8" 2MP CMOS with a 2.4mm fixed lens module, FoV: H: 138˚, V: 73˚,Color: 0.045Lux(F2.0, 1/30sec, 30IRE) BW: 0.045Lux(F2.0, 1/30sec, 30IRE) with PNM-9000QB, XNB-6002, Product Dimensions / Weight: ø110.0x77.0mm(ø3.54x2.36"), 450g(0.99lb), EN IEC 63000, IEC 60529 IP66, IEC 62262 IK10, NEMA 250 type 4X, compatible with PNM-9000QB, XNB-6002 | Info | 275
Lens | SLA-T4680DA | Door Jamb Lens (black) |  | 2MP | Lens | NDAA Compliant | 2MP Door Jamb Pinhole lens module with a 4.6mm fixed lens, compatible with XNB-6002 (not included), FoV: H: 73˚, V: 39˚, 0.06Lux, WDR (120dB), Electrical Day&Night, Black colour, compatible with PNM-9000QB, XNB-6002, XNB-6001 | Info | 270
Lens | SLA-T4680DSA | Door Jamb Lens (silver) |  | 2MP | Lens | NDAA Compliant | 2MP Door Jamb Pinhole lens module with a 4.6mm fixed lens, compatible with XNB-6002 (not included), FoV: H: 73˚, V: 39˚, 0.06Lux, WDR (120dB), Electrical Day&Night, Silver colour, compatible with PNM-9000QB, XNB-6002, XNB-6001 | Info | 270
Lens | SLA-5M3700Q | PNM-9002VQ Lens module |  | 5MP | Lens | NDAA Compliant EOS Limited stock available | 1/1.8" 5MP CMOS with a 3.7mm fixed lens module for PNM-9000VQ, FoV: H: 97.5˚, V: 71.9˚, 0.16Lux@F1.6 (Color, B/W), WDR (120dB), Electrical Day&Night, compatible with PNM-9002VQ | Info | 116
Lens | SLA-2M3600Q | PNM-9002VQ Lens module |  | 2MP | Lens | NDAA Compliant EOS Limited stock available | 1/2.8" 2MP CMOS with a 3.6mm fixed lens module for PNM-9000VQ, FoV: H: 94.8˚, V: 49.3˚, 0.055Lux@F2.0 (Color, B/W), WDR (150dB), Electrical Day&Night, compatible with PNM-9002VQ | Info | 60
Lens | SLA-2M6000Q | PNM-9002VQ Lens module |  | 2MP | Lens | NDAA Compliant | 1/2.8" 2MP CMOS with a 6.0mm fixed lens module for PNM-9000VQ, FoV: H: 50.4˚, V: 28.8˚, 0.055Lux@F2.0 (Color, B/W), WDR (150dB), Electrical Day&Night, compatible with PNM-9002VQ | Info | 83
Lens | SLA-5M3700P | PNM-9322VQP Lens module |  | 5MP | Lens | NDAA Compliant EOS Limited stock available | 1/1.8" 5MP CMOS with a 3.7mm fixed lens module for PNM-9320VQP, FoV: H: 97.5˚, V: 71.9˚, 0.16Lux@F1.6 (Color, B/W), WDR (120dB), Electrical Day&Night, compatible with PNM-9320VQP | Info | 116
Lens | SLA-5M4600P | PNM-9322VQP Lens module |  | 5MP | Lens | NDAA Compliant EOS Limited stock available | 1/1.8" 5MP CMOS with a 4.6mm fixed lens module for PNM-9320VQP, FoV: H: 77.9˚, V: 57.9˚, 0.16Lux@F1.6 (Color, B/W), WDR (120dB), Electrical Day&Night, compatible with PNM-9320VQP | Info | 116
Lens | SLA-5M7000P | PNM-9322VQP Lens module |  | 5MP | Lens | NDAA Compliant | 1/1.8" 5MP CMOS with a 7.0mm fixed lens module for PNM-9320VQP, FoV: H: 50.7˚, V: 37.8˚, 0.16Lux@F1.6 (Color, B/W), WDR (120dB), Electrical Day&Night, compatible with PNM-9320VQP | Info | 116
Lens | SLA-2M2400P | PNM-9322VQP Lens module |  | 2MP | Lens | NDAA Compliant EOS Limited stock available | 1/2.8" 2MP CMOS with a 2.4mm fixed lens module for PNM-9320VQP, FoV: H: 135.4˚, V: 71.2˚, 0.055Lux@F2.0 (Color, B/W), WDR (150dB), Electrical Day&Night, compatible with PNM-9320VQP | Info | 60
Lens | SLA-2M3600P | PNM-9322VQP Lens module |  | 2MP | Lens | NDAA Compliant | 1/2.8" 2MP CMOS with a 3.6mm fixed lens module for PNM-9320VQP, FoV: H: 94.8˚, V: 49.3˚, 0.055Lux@F2.0 (Color, B/W), WDR (150dB), Electrical Day&Night, compatible with PNM-9320VQP | Info | 60
Lens | SLA-2M6000P | PNM-9322VQP Lens module |  | 2MP | Lens | NDAA Compliant | 1/2.8" 2MP CMOS with a 6.0mm fixed lens module for PNM-9320VQP, FoV: H: 50.4˚, V: 28.8˚, 0.055Lux@F2.0 (Color, B/W), WDR (150dB), Electrical Day&Night, compatible with PNM-9320VQP | Info | 60
Lens | SLA-2M1200P | PNM-9322VQP Lens module |  | 2MP | Lens | NDAA Compliant | 1/2.8" 2MP CMOS with a 12.0mm fixed pinhole lens for PNM-9320VQP, FoV: H: 26.3˚, V: 14.9˚, 0.055Lux@F2.0 (Color, B/W), WDR (150dB), Electrical Day&Night, compatible with PNM-9320VQP | Info | 60
Lens | SLA-M8550D | Lens, 1/2.8" 8.5-50mm V/F DC Iris CS-Mount |  |  | Lens | NDAA Compliant | Lens, 1/2.8", Max. resolution 3MP, varifocal (8.5-50.0mm), Auto DC Iris, CS-Mount | Info | 246
Lens | SLA-M2890DN | Megapixel DC-iris Lens |  |  | Lens | NDAA Compliant | Lens, 1/2.8", Max. resolution 3MP, varifocal (2.8-9.0mm), Auto DC Iris, CS-Mount | Info | 195
Lens | SLA-M2890PN | Megapixel P-iris Lens |  |  | Lens | NDAA Compliant | Lens, 1/2.8", Max. resolution 3MP, varifocal (2.8-9.0mm), Auto P Iris, CS-Mount | Info | 232
Accessories
Accessory | SPI-50 | IR Illuminators for the TNU-6320 (discontinued) and TNU-6321 |  |  |  | NDAA Compliant | IR emitter up to 200m (656 feet), 25˚ IR angle, 850nm wave length, 24VAC, IP67, -40°C ~ +60°C (-40°F ~ 140°F). Compatible with the TNU-6320 (discontinued) and TNU-6321 * 2 IR Illuminator body and mounting bracket included | Info | 2070
Accessory | SPM-4210 | I/O box |  |  |  | NDAA Compliant | Network I/O Box for PTZ plus, 4-configurable I/O ports, Audio I/O, PoE. Compatible with XNP-9300RW/9250R/9250 XNP-8300RW/8250R/8250, XNP-6400RW/6400R/6400 | Info | 250
Accessory | SPO-6011 | PoE injector - 60W |  |  |  | NDAA Compliant | 60W HPoE Injector, Fully compliant with IEEE802.3af/at/bt, PoE++, Built-in SFP slot, Compatible with XNP-9250R / XNP-8250R / XNP-6400R / TNB-9000 | info | 365
Accessory | SPO-8315 | PoE injector - 83W |  |  |  | NDAA Compliant | 83W HPoE Injector, Fully compliant with IEEE802.3af/at/bt, PoE++, Built-in SFP slot, Compatible with XNP-9300RW / XNP-8300RW / XNP-6400RW, PNM-9085RQZ / PNM-9085RQZ1 / PNM-9084RQZ / PNM-9084RQZ1 / PNM-9322VQP | info | 425
Accessory | SHP-1563FPW | In-ceiling Mount |  |  |  | NDAA Compliant | Plenum rated PTZ-Plus flush mount, white color. Compatible with XNP-9250/9250R/8250/8250R/6400/6400R, QNP-6320R/6250R, XNP-C6403/C8253/C9253, XNP-C6403R/C8253R/C9253R | Info | 159
Accessory | SHP-1563FW | Flush mount |  |  |  | NDAA Compliant | PTZ-Plus flush mount, white color. Compatible with XNP-9250/9250R/8250/8250R/6400/6400R, QNP-6320R/6250R, XNP-C6403/C8253/C9253, XNP-C6403R/C8253R/C9253R | Info | 112
Accessory | SHP-1520FW | Flush mount |  |  |  | NDAA Compliant | Plastic In-ceiling Flush Mount PTZ cameras. Compatible with XNP-6320/XNP-6321/QNP-6230, White | Info | 119
Accessory | SHP-1680F | Flush mount |  |  |  | NDAA Compliant | Polycarbonate In-ceiling Flush Mount for PTZ and Dome cameras. Compatible with XNP-6120H, XNV-6120/6120R/6085, XND-6085/6085V, Ivory | Info | 73
Accessory | SHP-1680FPW | Plenum flush mount |  |  |  | NDAA Compliant | White color PTZ flush mount. Compatible with HCP-6320/6320A, QNP-6230/6250/6320, XNP-6320/6321/6120H | Info | 159
Accessory | SHP-1680FW | Flush mount |  |  |  | NDAA Compliant | Polycarbonate In-ceiling Flush Mount PTZ and Dome cameras. Compatible with XNP-6120H, XNV-6120/6120R/6085, XND-6085/6085V, White | Info | 73
Accessory | SHP-1730FPW | Flush mount |  |  |  | NDAA Compliant | Plenum rated In-ceiling mount compatible with: XNP-C7310R & C9310R | Info | 185
Accessory | SHD-1128FPW | Flush mount |  |  |  | NDAA Compliant | Polycarbonate In-ceiling Flush Mount for Dome cameras. Compatible with QND-8021/8011/6021/6011 XND-8040R/8030R/8020R/6020R/6010, White, RAL9003 | Info | 73
Accessory | SHD-1198FW | Flush mount |  |  |  | NDAA Compliant | Polycarbonate In-ceiling Flush Mount for Dome cameras. Compatible with QND-6070R/6082R/7080R/8080R, HCD-6070R/6080R/7070R/7080R, White | Info | 54
Accessory | SHD-1200FW | Flush mount |  |  |  | NDAA Compliant | Lite In-ceiling mount compatible with QNV-C8013R/8023R | Info | 80
Accessory | SHD-1200FPW | In-ceilling housing |  |  |  | NDAA Compliant | Aluminum in-ceilling housing, compatible with QNV-C8011R/C9011R, QNV-C8012 | Info | 76
Accessory | SHD-1201FPW | In-ceilling housing |  |  |  | NDAA Compliant | Plenum In-ceiling mount compatible with QNV-C8013R/C8023R | Info | 100
Accessory | SHD-1350P | In-Ceiling Housing |  |  |  | NDAA Compliant | In-ceiling Retrofit Spacer, Compatible with SHD-3000F4 (In-ceiling Mount) / XND-6083RV, PND-A6081RV | Info | 35
Accessory | SHD-1350FPW | In-Ceiling Housing |  |  |  | NDAA Compliant | Aluminum In-Ceiling Housing, RAL9003, Compatible with XND-6083RV/8083RV/8093RV/9083RV XND-8093RV/9083RV | Info | 135
Accessory | SHD-1370FPW | In-ceiling Housing |  |  |  | NDAA Compliant | Aluminum In-Ceiling Housing, RAL9003, Compatible with PNV-A6081R/A9081R, XNV-8082R/9082R, XNV-6083R/8083R/8093R/9083R, XNV-6123R, XNV-6083Z/8083Z, XNV-6083RZ/8083RZ/9083RZ | Info | 125
Accessory | SHD-1400FPW | In-ceiling Mount |  |  |  | NDAA Compliant | In-ceiling mount plenum for QNV-C8083R/C9083R | Info | 135
Accessory | SHD-1400FW | In-ceiling Mount |  |  |  | NDAA Compliant | In-ceiling mount for QNV-C8083R/C9083R | Info | 79
Accessory | SHD-1408FW | Flush mount |  |  |  | NDAA Compliant | Polycarbonate In-ceiling Flush Mount for Dome cameras. Compatible with PND-9080R, XND-6080/6080R/6080RV/6080V/8080R/8080V/8080RV/L6080R/L6080RV/L6080V, HCV-6070R/6080/6080R/7070R/7080R, QNV-6082R1, White | Info | 54
Accessory | SHD-1408FPW | In-ceiling Housing |  |  |  | NDAA Compliant | Polycarbonate In-ceiling Flush Mount for Dome cameras, White, Compatible with HCD-6080R/7070RA, QND-6082R/8080R, XNV-6010/6020R/8020R/8030R/8040R, HCV-7010RA/7020RA/7030RA/6080R/6070R, LNV-6012R/6022R/6032R/6072R, QNV-6012R/6022R/6032R/6082R/8010R/8020R/8030R/8080r, XND-6080V/6080RV/8080RV, XND-L6080V/6080RV, XNP-6040H | Info | 125
Accessory | SHD-1101FW | Flush mount |  |  |  | NDAA Compliant | Lite In-ceiling mount compatible with QND-C8013R/C8023R | Info | 80
Accessory | SHD-1100FPW | Plenum flush mount |  |  |  | NDAA Compliant | Plenum In-ceiling mount compatible with QND-C8013R/C8023R | Info | 100
Accessory | SHD-1000F1 | In-ceiling Mount |  |  |  | NDAA Compliant | Lite typed In-ceiling Mount compatible with QNF-9010/8010 | Info | 80
Accessory | SHD-1600FPW | Flush mount |  |  |  | NDAA Compliant | Polycarbonate In-ceiling Flush Mount for Dome cameras. Compatible with PNV-9080R XNF-9010RV/8010R/8010RV XND-6085/6085V XNV-6085/6120/6120R/8080R/6080R/6080 XNV-L6080R/L6080, White, RAL9003 | Info | 174
Accessory | SHD-1600FW | In-ceiling Mount |  |  |  | NDAA Compliant | In-ceiling mount compatible with XND-C6083RV, XND-C7083RV, XND-C8083RV, XND-C9083RV | Info | 65
Accessory | SHD-2000FPW | In-ceiling Mount |  |  |  | NDAA Compliant | Plenum rated In-ceiling mount compatible with: PNM-C16013RVQ | Info | 170
Accessory | SHD-2500FPW | In-ceiling Mount |  |  |  | NDAA Compliant | In-ceiling Mount for PNM-C32083RVQ and PNM-C16083RVQ | Info | 250
Accessory | SHD-2501FPW | Plenum In-ceiling Mount |  |  |  | NDAA Compliant | Plenum-rated In-ceiling Mount compatible with PNM-C19183RVTP | Info | 250
Accessory | SHD-2510FPW | Flush mount |  |  |  | NDAA Compliant | Aluminum In-ceiling Flush Mount for Multisensor cameras. Compatible with PNM-9084QZ1/ PNM-8082VT, White | Info | 250
Accessory | SHD-3000F1 | Flush mount |  |  |  | NDAA Compliant | Polycarbonate In-ceiling Flush Mount for Dome cameras. Compatible with PNV-9080R, XNV-6080/6080R/L6080/L6080R/8080R, SCD-6081R, SCV-6081R, SND-7084R/7084/6084R/6084/6083/5084R/5084/5083, SNV-7084R/7084/6084R/6084/5084, Ivory | Info | 52
Accessory | SHD-3000F3 | Flush mount |  |  |  | NDAA compliant EOS Limited stock available | Polycarbonate In-ceiling Flush Mount for Outdoor dome cameras. Compatible with QNV-7080R/6070R, HCV-7070R/7080R/6070R/6080R/6080, SNV-L6083R/L5083R, SCV-5082/5083/5083R/5085, Ivory | Info | 73
Accessory | SHD-3000F4 | Flush mount |  |  |  | NDAA Compliant | Polycanonate In-ceiling Flush Mount for Indoor Dome cameras. Compatible with PND-9080R, XND-6080/6080R/6080RV/6080V/L6080R/L6080RV/L6080V/8080R/8080RV, Ivory | Info | 73
Accessory | SHD-3000F5 | In-ceiling Mount |  |  |  | NDAA compliant | Polycanonate In-ceiling Flush Mount, Aluminum, UL2820 Plenum rated, White, Compatible withCompatible with the PNM-9000VQ & PNM-9002VQ ※ For further compatible models, please visit our website or use Toolbox | Info | 250
Accessory | SHP-3701H | PTZ Outdoor Housing |  |  |  | NDAA Compliant | Outdoor Housing for PTZ cameras, IP66, IK10, Built-in Heater -58°F. Compatible with XNP-6320, QNP-6230, HCP-6320/6320A, SCP-3370/2370/2330/2270/2250/3371/2371/2271, SNP-6200/5200/5300/3371/3302, Ivory | Info | 249
Accessory | SHF-1500F | Flush Mount |  |  |  | NDAA Compliant | Polycanonate In-ceiling Flush Mount for Fisheye cameras. Compatible with XNF-8010R/RV/RVM, PNF-9010R/RV/RVM, Ivory | Info | 73
Accessory | SBC-140WB | Skin cover in black |  |  |  | NDAA Compliant | Skin cover in black compatible with TNV-C8011RW | Info | 40
Accessory | SBC-170C | Skin cover in silver |  |  |  | NDAA Compliant | Skin cover in silver, poly carbonate material, compatible with TNV-8011C | Info | 35
Accessory | SBC-170CW | Skin cover in white |  |  |  | NDAA Compliant | Skin cover in white, poly carbonate material, compatible with TNV-8011C | Info | 35
Accessory | SBC-170CB | Skin cover in black |  |  |  | NDAA Compliant | Skin cover in black, poly carbonate material, compatible with TNV-8011C | Info | 35
Accessory | SBC-165W | skin cover in white |  |  |  | NDAA Compliant | Skin cover in white for TID-600R Intercom | Info | 21
Accessory | SBS-165B | Back Box |  |  |  | NDAA Compliant | Back Box for TID-600R intercom | Info | 49
Accessory | SBS-165TM | Tilt Mount |  |  |  | NDAA Compliant | Tilt mount in black for TID-600R Intercom | Info | 29
Accessory | SHS-165F | Flush Mount with cover |  |  |  | NDAA Compliant | Flush mount with two covers (dark gray and white) for TID-600R Intercom | Info | 100
Accessory | SBC-160B | Skin Cover |  |  |  | NDAA Compliant | Skin cover for Indoor Vandal Dome cameras. Compatible with XND-8081VZ/8081RV/8081REV/6081VZ/6081V/6081RV/6081REV, PND-A9081RV, Black Pack of 3 | Info | 46
Accessory | SBC-160BF | Skin cover in black |  |  |  | NDAA Compliant | Skin cover in Black, poly carbonate material, compatible with XNF-9013RV, XNF-9010RV TBD, XNF-8010RV TBD Pack of 6 | Info | 50
Accessory | SBC-180B | Skin Cover |  |  |  | NDAA Compliant | compatible with XNF-9013RV, XNF-9010RV TBD, XNF-8010RV TBD Pack of 3 | Info | 46
Accessory | SBC-200B | Skin Cover |  |  |  | NDAA Compliant | Black Skin Cover for PNM-C16013RVQ Pack of 3 | Info | 50
Accessory | SBC-XNP-6400 | PTZ Skin Cover, Paint Ready |  |  |  | NDAA Compliant | This skin has been developed for XNP version only non RW series, such as XNP-6400, XNP-6400R, XNP-C6403, XNP-C6403R, XNP-8250, XNP-8250R,XNP-C8253, XNP-C8253R, XNP-9250, XNP-9250R, XNP-C9253, XNP-C9253R and QNP-6320R, QNP-6250R. Skin is Paint ready. Manufactured In the UK |  | 103
Accessory | SBC-XNV-C9083R | XNV-Skin Cover |  |  |  | NDAA Compliant | This skin has been developed for XNV core version only such as XNV-C9083R (T), Other Version still to be Tested. Skin is Paint ready. Manufactured In the UK |  | 64
Accessory | SBL-101C | Remote Head Housing |  |  |  | NDAA Compliant | Polycarbonate Remote Head Camera Ceiling Housing, white, RAL9003. Compatible with SLA-T2480, SLA-T2480A, SLA-T4680, SLA-T4680A | Info | 39
Accessory | SBL-100D | Remote Head Housing |  |  |  | NDAA Compliant | Remote Head Camera Ceiling Mount Housing. Compatible with SLA-T2480, SLA-T2480A, SLA-T4680, SLA-T4680A, White | Info | 39
Accessory | SBP-099HMW | Hanging Mount |  |  |  | NDAA Compliant | Aluminum Hanging Mount for Fisheye Cameras. Compatible with QND-8021/8011/6021/6011, QNF-8010/9010, White | Info | 20
Accessory | SBP-120HMW | Hanging Mount |  |  |  | NDAA Compliant | Hanging Mount, White, plastic cap, compatible with QNV-C8011R/C9011R, QNF-8010/9010, QND-6011/6021, QND-8011/8021 | Info | 34
Accessory | SBP-122HM | Hanging Mount |  |  |  | NDAA Compliant | Aluminum Hanging Mount for Dome Cameras. Compatible with QND-7080R/6070R, QNV-7010R/7020R/7030R/6010R/6020R/6030R, XNV-8020R/8030R/8040R/6010/6020R, HCV-7010R/7020R/7030R, Ivory | Info | 22
Accessory | SBP-122HMW | Hanging Mount |  |  |  | NDAA Compliant | Aluminum Hanging mount for Dome cameras. Compatible with QNV-8010R/8020R/8030R/6012R/6022R/6032R, QND-8080R/6082R, LNV-6010R/6020R/6030R, LND-6070R, White,QNV-6012R1/6022R1/6032R1 | Info | 21
Accessory | SBP-140HMW | Hanging Mount |  |  |  | NDAA Compliant | Hanging Mount, White, plastic cap, compatible with QNV-C8083R/9083R | Info | 49
Accessory | SBP-125HMW | Hanging Mount |  |  |  | NDAA Compliant | Aluminum Hanging mount for Dome cameras. Compatible with QNE-8011R, QNE-8021R, White | Info | 32
Accessory | SBP-156HMW | Hanging Mount |  |  |  | NDAA Compliant | Aluminum Hanging Mount for Outdoor PTZ cameras. Compatible with XNP-9300RW/9250R/9250/8300RW/8250R/8250/6400RW/6400R/6400, White | Info | 60
Accessory | SBP-156HMWP | Hanging Adaptor |  |  |  | NDAA Compliant | Aluminum Hanging Mount Housing. Us SNI-1MC or SNI-1MC-PS. SNI Bracket not included. This also can be used with the SPO-8315, Compatible with PNM-C34404RQPZ | Info | 400
Accessory | SBP-156HMWR | Hanging Adaptor |  |  |  | NDAA Compliant | Aluminum Hanging Mount Housing. Developed for Fiber Cable Network and Poe Injector. Us SNI-1MC or SNI-1MC-PS. SNI Bracket not included Compatible with XNP-6400/8250/9250,XNP-C6403/C8253/C9253/C7310R/C9310R | Info | 367
Accessory | SBP-160HMW1 | Hanging Mount |  |  |  | NDAA Compliant | Core : Aluminum / Cap : Plastic, White, Supported products : XND-C6083RV/7083RV/8083RV/9083RV, XND-6083RV/8083RV/8093RV/9083RV, PND-A6081RV/9081RV, XNV-C6083R/7083R/8083R/9083R, XNF-9013RV/9010RV, XND-8082RV/9082RV | Info | 49
Accessory | SBP-167HM | Hanging Mount |  |  |  | NDAA Compliant | Aluminum Hanging Mount for Indoor Vandal Dome cameras. Compatible with XND-8081VZ/8081RV/8081REV/6081VZ/6081V/6081RV/6081REV, PND-A9081RV, Ivory | Info | 46
Accessory | SBP-168HM | Hanging Mount |  |  |  | NDAA Compliant | Cap Adapter. Compatible with XNP-6120H, Ivory | Info | 21
Accessory | SBP-180HMW1 | Hanging Mount |  |  |  | NDAA Compliant | Core : Aluminum / Cap : Plastic, White, Supported products : XNV-6083R/8083R/8093R/9083R, XNV-6083RZ/8083RZ/9083RZ, XNV-6123R, PNV-A6081R/9081R, XNV-8082R/9082R | Info | 79
Accessory | SBP-187HM | Hanging Mount |  |  |  | NDAA Compliant | Aluminum Hanging Mount for Outdoor Dome cameras. Compatible with XNV-8081Z/8081RE/8081R/6081Z/6081/6081R/6081RE, PNV-A9081RV, Ivory | Info | 46
Accessory | SBP-200HMW | Hanging Mount |  |  |  | NDAA Compliant | Aluminum Hanging Mount, White, compatible with PNM-C16013RVQ | Info | 49
Accessory | SBP-215HMW | Hanging Mount |  |  |  | NDAA Compliant | Hanging mount for PNM-C7083RVD/7082RVD and PNM-C12083RVD/12082RVD | Info | 40
Accessory | SBP-250HMW | Hanging Mount |  |  |  | NDAA Compliant | Hanging Cap for PNM-9084QZ / PNM-9084QZ1 / PNM-C16083RVQ / PNM-C32083RVQ, Mount thread size : PF 1 1/2" Male, Aluminum, White | Info | 75
Accessory | SBP-250WMW | Wall&Pole Mount |  |  |  | NDAA Compliant | Wall Mount White Pack of 5 Compatible with 1. Camera Direct : QNV-C8083R/C9083R, XND-C6083RV/C7083RV/C8083RV/C9083RV, XNV-C6083R/C7083R/C8083R/C9083R, XND-6083RV/8083RV/9083RV, XNV-6083R/8083R/8093R/9083R, PNV-A9081R/A6081R/A6081R-E1T/A6081R-E2T, XNV-6083RZ/8083RZ/9083RZ, etc. 2. with SBP-115PA : XNP-6400/8250/9250, XNP-6400R/8250R/9250R, XNP-6400RW/8300RW/9300RW, XNP-C6403/C8253/C9253, XNP-C6403R/C8253R/C9253R, XNP-C6403RW/C8303RW/C9303RW, XNP-C7310R/C9310R, QNP-6250R/6320R 3. Hanging Adaptor with SBP-115PFA : SBP-099HMW/120HMW/140HMW/160HMW1/180HMW1/200HMW/215HMW/250HMW/315HMW and others 4. Gang Plate : SBD-110GP1, SBD-090GP 5. with Mounting Hole Cover (SBP-200C/250C/315C) : PNM-C16013RVQ, PNM-C16083RVQ/C32083RVQ, PNM-9084RQZ/9085RQZ and others | Info | 160
Accessory | SBP-115PFA | Wall&Pole Adaptor |  |  |  | NDAA Compliant | Adapter for mount SBP-250WMW & SBP-400WMW Compatible with SBP-180HMW1/200HMW/215HMW/250HMW/315HMW Pack of 3 | Info | 150
Accessory | SBP-115PA | Wall&Pole Mount |  |  |  | NDAA Compliant | PTZ adapter for SBP-250WMW & SBP-400WMW Compatible with XNP-C7310R/C9310R, XNP-C6403/C8253/C9253, XNP-6400/8250/9250 Pack of 3 | Info | 150
Accessory | SBP-300HM5 | Hanging Mount |  |  |  | NDAA Compliant | Aluminum Hanging Mount for Fisheye and Flateye cameras. Compatible with XNF-8010R/8010RV/8010RVM, PNF-9010R/9010RV/9010RVM, QNE-7080RV/6080RV, Ivory | Info | 22
Accessory | SBP-300HM6 | Hanging Mount |  |  |  | NDAA Compliant | Aluminum Hanging Mount for Dome and Multi-Directional cameras. Compatible with PNM-7000VD, PNV-9080R, XNV-8080R/6120/6120R/6085/6080/6080R/L6080/L6080R, XND-6085/6085V, Ivory | Info | 26
Accessory | SBP-300HMS6 | Hanging Mount |  |  |  | NDAA Compliant | Stainless steel Hanging Mount for Stainless steel Dome cameras. Compatible with XNV-8080RS/6120RS/6080RS | Info | 447
Accessory | SBP-300HM7 | Hanging Mount |  |  |  | NDAA Compliant | Stainless steel Hanging Mount for Stainless steel Dome cameras. Compatible with XNV-8080RS/6120RS/6080RS | Info | 22
Accessory | SBP-300HMW7 | Hanging Mount |  |  |  | NDAA Compliant | Aluminum Hanging Mount for Dome Cameras. Compatible with XNV-6011, QND-8010R/8020R/8030R/6012R/6022R/6032R, LND-6010R/6020R/6030R, QND-6012R1/6022R1,6033R1, White | Info | 22
Accessory | SBP-300HM8 | Hanging Mount |  |  |  | NDAA Compliant | Aluminum Hanging Mount for Indoor Dome cameras. Compatible with PND-9080R, XND-8080RV/8080R/6080/6080R/6080V/6080RV/L6080R/L6080V/L6080RV, Ivory | Info | 22
Accessory | SBP-300HMW8 | Hanging Mount |  |  |  | NDAA Compliant | Aluminum Hanging Mount for Indoor Dome cameras. Compatible with PND-9080R, XND-8080RV/8080R/6080/6080R/6080V/6080RV/L6080R/L6080V/L6080RV, White | Info | 19
Accessory | SBP-301HMW3 | Hanging Mount |  |  |  | NDAA Compliant | Aluminum Hanging Mount for Indoor Dome cameras. Replacing SBP-301HM3 and Compatible with QNP-6230, XNP-6320/6321,HCP-6230/6320/6320A, SCP-3371, SNP-6320/6321/6201/5430/5321/L6233/L5233/5300, SNV-7082/7080R/7080/5080R/5080/3120, White | Info | 46
Accessory | SBP-301HMW2 | Hanging Mount |  |  |  | NDAA Compliant | Aluminum Hanging mount for Outdoor Dome Cameras. Compatible with QNV-8080R/6082R/6082R1, LNV-6070R, White | Info | 28
Accessory | SBP-301HM5 | Hanging Mount |  |  |  | NDAA Compliant | Aluminum Hanging Mount for Dome and PTZ cameras. Compatible with XNP-6040H, QNV-7080R/6070R, HCV-7070R/6070R/6080R/6080, Ivory | Info | 28
Accessory | SBP-315HMW | Hanging Mount |  |  |  | NDAA Compliant | Aluminum Hanging Mount, Supported products: PNM-9084RQZ/9084RQZ1/9085RQZ/9085RQZ1 | Info | 70
Accessory | SBP-317HMW | Hanging Mount |  |  |  | NDAA Compliant EOS Limited stock available | Aluminum Hanging Mount for Multi-Directional cameras. Compatible with PNM-9084RQZ1/PNM-9085RQZ1, White | Info | 69
Accessory | SBP-200C | Mounting Hole Cover |  |  |  | NDAA Compliant | Mount Plate Pack of 5 for SBP-250WMW & SBP-400WMW compatible with PNM-C16013RVQ | Info | 30
Accessory | SBP-250C | Mounting Hole Cover |  |  |  | NDAA Compliant | Mount Plate Pack of 5 for SBP-250WMW & SBP-400WMW compatible with PNM-C16083RVQ/C32083RVQ, PNM-8082VT, PNM-9084QZ/QZ1, PNM-9022V, PNM-C9022RV, PNM-9031RV | Info | 30
Accessory | SBP-315C | Mounting Hole Cover |  |  |  | NDAA Compliant | Mount Plate Pack of 5 for SBP-250WMW & SBP-400WMW compatible with PNM-9084RQZ/RQZ1, PNM-9085RQZ/RQZ1 | Info | 30
Accessory | SBP-120WM | Wall Mount |  |  |  | NDAA Compliant | Plastic Wall mount for Indoor dome cameras. Compatible with XND-6010/6020R/8020R/8030R/8040R, QND-7080R/7030R/7020R/7010R/6070R/6030R/6020R/6010R, HCD-7020R/7030R/7070R, SND-L6083R/L6014R/L6013R/L6013/L6012/L5083R/L5013, SCD-6083R/6023R/6021/5083R/5083/5082/5080, Ivory | Info | 19
Accessory | SBP-120WMW | Wall Mount |  |  |  | NDAA Compliant | Plastic Wall mount for Indoor dome nad Fisheye cameras. Compatible with QNF-8010/9010, QND-8080R/8010R/8011/8020R/8021/8030R/6082R/6011/6012R/6021/6022R/6032R, QND-6012R1/6022R1/6032R1/6082R1White | Info | 19
Accessory | SBP-125WMW1 | Wall Mount |  |  |  | NDAA compliant | Plastic/Aluminium Wall mount (Body- Aluminum, Cover- Polycarbonate), White, Compatible with QNV-C8011R/C8012/C9011R, QND-6011/6021/8011/8021, QND-6012R/22R, QND-6072R/82R, QNE-8011R/21R, LND-6012R/22R/72R, QND-7012R/22R/82R | Info | 65
Accessory | SBP-137WM | Wall Mount |  |  |  | NDAA Compliant | Plastic/Aluminum Wall mount for Outdoor dome cameras. Compatible with XNV-6010/6020R/8020R/8030R/8040R, QNV-6010R/6020R/6030R/6070R/7010R/7020R/7030R/7080R, HCV-6080R/6080/6070R/7010R/7020R/7030R/7070R, SNV-L5083R/L6083R, SCV-5082/5082R/5083/5083R/5085/6023R/6083R, Ivory | Info | 34
Accessory | SBP-137WMW | Wall Mount |  |  |  | NDAA Compliant | Plastic/Aluminum Wall mount for Outdoor dome cameras. Compatible with QNV-6012R/6022R/6032R/6082R/8010R/8020R/8030R/8080R, White | Info | 34
Accessory | SBP-137WM1 | Wall Mount |  |  |  | NDAA Compliant | Plastic/Aluminum Wall mount for Outdoor dome cameras. Compatible with XNV-6010/6020R/8020R/8030R/8040R, QNV-6010R/6020R/6030R/6070R/7010R/7020R/7030R/7080R, HCV-6080R/6080/6070R/7010R/7020R/7030R/7070R, SNV-L5083R/L6083R, SCV-5082/5082R/5083/5083R/5085/6023R/6083R, Ivory | Info | 60
Accessory | SBP-137WMW1 | Wall Mount |  |  |  | NDAA Compliant | Plastic/Aluminum Wall mount for Outdoor dome cameras. Compatible with QNV-6012R/6022R/6032R/6082R/6082R1/8010R/8020R/8030R/8080R, White | Info | 60
Accessory | SBP-156WMW | Wall Mount |  |  |  | NDAA Compliant | Aluminum Wall mount for Outdoor dome cameras, White. Compatible with XNP-9300RW/9250R/9250/8300RW/8250R/8250/6400RW/6400R/6400 | Info | 140
Accessory | SBP-187WMW | Wall Mount |  |  |  | NDAA Compliant | Wall & Pole Mount for (TNO-7180RLP) High Speed Global shutter LPR camera (Steel strap sold separately) | Info | 150
Accessory | SBD-110GPA | Installation Kit |  |  |  | NDAA Compliant | Installation kit for TNV-C8014RM & TNV-C8034RM, includes mount plate and M12 to RJ45 adapter | Info | 80
Accessory | SBD-150GP | Adapter Plate |  |  |  | NDAA Compliant | Adapter plate for Double, 4" Octagon, 4" Square compatible with QNV-6082R/6082R1/6084R/7082R/6072R/6072R1/7082R/8080R, XNP-6040HW, ACV-8080R/8081R, ANV-L6082R/7082R, QNV-C9083R/C8083R/C6083R | Info | 30
Accessory | SBP-156WA | PTZ Plus Adaptor |  |  |  | NDAA Compliant | PTZ adaptor. Compatible with XNP-6400RW, XNP-8300RW, XNP-9300RW | Info | 70
Accessory | SBP-060S | Steel Strap |  |  |  | NDAA Compliant | Stainless steel mount strap (QTY of 2) for a wall/pole mount: Length: 600mm (23.6"), Width : 12.6mm (0.5") | Info | 30
Accessory | SBP-060BA | Conduit Hole Adaptor |  |  |  | NDAA Compliant | Conduit Hole Adaptor, Aluminum, Dimensions: 54.1x43.5x40mm (2.13x1.72x1.57”), Weight: 27g (0.06lb), Conduit hole: 19.1mm(3/4”)(M25), White, compatible with QNV-C8083R/C9083R, XNO-C6083R/C7083R/C8083R/C9083R, PNM-C16013RVQ | Info | 20
Accessory | SBP-150S | Steel Strap |  |  |  | NDAA Compliant | Stainless steel mount strap (QTY of 2) for wall pole mount: Length: 1,500mm (59.1"), Width : 12.6mm (0.5") | Info | 40
Accessory | SBE-100WM | Wall Mount |  |  |  | NDAA Compliant | Wall Mount for Explosion-proof Cameras, compatible with TNO-6322ER, TNU-6322E and TNU-6322ER | Info | 1076
Accessory | SBP-300WM | Wall Mount |  |  |  | NDAA Compliant | Gooseneck Wall Mount. Compatible with XNP-6371RH/6370RH/6320H, SHP-3701H, SCP-3430H/2430H/3370TH/3370H/2370TH/2370H/3250H/2250H/3120VH, SNP-5430H/6320H/6320RH/5200H/3302H/6321H/5321H/L6233H/L5233H/L6233RHH/3371TH/3371H/3120VH, All Hanging Mounts, Ivory | Info | 48
Accessory | SBP-300WMW | Wall Mount |  |  |  | NDAA Compliant | Gooseneck Wall Mount. Compatible with XNP-6371RH/6370RH/6320H, SHP-3701H, SCP-3430H/2430H/3370TH/3370H/2370TH/2370H/3250H/2250H/3120VH, SNP-5430H/6320H/6320RH/5200H/3302H/6321H/5321H/L6233H/L5233H/L6233RHH/3371TH/3371H/3120VH, QNV-6012R1/6022R1/6032R1/6082R1,QND-6012R1/6022R1/6032R1/6082R1, All Hanging Mounts, White | Info | 48
Accessory | SBP-300WMS | Stainless Steel Wall Mount (Gooseneck) |  |  |  | NDAA Compliant | Stainless Steel Gooseneck Wall Mount. Compatible with XNP-6320HS, XNV-6080RS/8080RS/6120RS (need to purchase a separate cap SBP-300HMS6 for the dome cameras) | Info | 600
Accessory | SBP-300WM1 | Wall Mount |  |  |  | NDAA Compliant | Wall Mount, Compatible with SCP-3430H/2430H, SCP-3370TH/3370H, SCP-2370TH/2370H, SCP-3250H/2250H, SCP-3120VH, SNP-5430H/6320H/6320RH, SNP-5200H/3302H, SNP-6321H/5321H/SNP-L6233H/L5233H/L6233RHH/SNP-3371TH/3371H,SNP-3120VH, All caps except SBP-329HM, SHP-3701H | Info | 51
Accessory | SBP-300WMW1 | Wall Mount |  |  |  | NDAA Compliant | Aluminum Wall Mount compatible with XNV-6081/XNV-8081/XND-6081V /XND-8081V, QNV-6012R1/6022R1/6032R1/6082R1, QND-6012R1/6022R1/6032R1/6082R1 and white hanging caps, White | Info | 56
Accessory | SBP-300WMS1 | Stainless Steel Wall Mount |  |  |  | NDAA Compliant | Stainless Steel wall mount for PTZ XNP-6320HS and dome XNV-6080RS, XNV-8080RS, XNV-6120RS (need to purchase a separate cap SBP-300HMS6 for the dome cameras) | Info | 625
Accessory | SBP-390WM2 | Wall Mount |  |  |  | NDAA Compliant | Aluminum Wall mount compatible with PNM-7000VD/9000VQ/9020V/9030V/9080VQ/9081VQ/9320VQP, Ivory | Info | 198
Accessory | SBP-400WMW | Outdoor Wall & Pole Mount |  |  |  | NDAA compliant | Wall & Pole Mount (White) Compatible with SBP-200C, SBP-250C, SBP-315C, SBP-115PFA, SBP-115PA, SPO-8315, SPO-6011 | Info | 317
Accessory | SBU-500PM | Pole Mount |  |  |  | NDAA Compliant | Pole Mount compatible with SBU-500WM | Info | 667
Accessory | SBU-500WM | Wall Mount for the TNU-6320 (discontinued) and TNU-6321 |  |  |  | NDAA Compliant | Wall mount for the TNU-6320 (discontinued) and TNU-6321, Colour: White, Material: Aluminium | Info | 299
Accessory | SBP-300NB | Installation Box |  |  |  | NDAA Compliant | Installation Back box compatible with SBP-300WM, SBP-300WM1, SBP-300KM, SBP-300PM, IP66, Ivory | Info | 282
Accessory | SBP-300NBW | Installation Box |  |  |  | NDAA Compliant | Installation Back box compatible with SBP-300WMW, SBP-300WMW1, SBP-300KMW, SBP-300PMW, IP66, QNV-6012R1/6022R1/6032R1/6082R1, QND-6012R1/6022R1/6032R1/6082R1White | Info | 282
Accessory | SBP-300B | Mount Base |  |  |  | NDAA Compliant | Wall Mount Base compatible with Mounts SBP-300WM/300WM1, Ivory | Info | 48
Accessory | SBP-300BW1 | Wall Mount Bracket |  |  |  | NDAA Compliant | Top Mount Bracket, Aluminum, White, weight 700g(1.54lb), compatible with TNO-7180RLP | Info | 50
Accessory | SBP-156LMW | Parapet Mount |  |  |  | NDAA Compliant | Aluminum Parapet Mount for Outdoor PTZ PLUS cameras. Compatible with XNP-9300RW/9250R/9250/ 8300RW/8250R/8250/6400RW/6400R/6400, White | Info | 435
Accessory | SBP-156LMW1 | Telescopic Parapet Mount |  |  |  | NDAA Compliant | Aluminum Telescopic Parapet Mount, cameras. Dimensions: 835 ~ 1098x1000x95mm (32.9~43.2x39.4x3.8"), Compatible with any 1.5 NOT mounts, White, RAL9003 | Info | 410
Accessory | SBP-300LM | Parapet Mount |  |  |  | NDAA Compliant | Parapet Mount Accessory, compatible with all full size outdoor PTZs and all caps, Ivory color | Info | 172
Accessory | SBP-300LMW | Parapet Mount |  |  |  | NDAA Compliant | Aluminum Parapet Mount Accessory, QNV-6012R1/6022R1/6032R1/6082R1, White | Info | 172
Accessory | SBP-300PM1 | Pole Mount Adaptor |  |  |  | NDAA Compliant | Pole Mount Adaptor, aluminium, XNV-6120R, ivory | Info | 52
Accessory | SBP-300PMW2 | Pole Mount Adaptor |  |  |  | NDAA Compliant | Pole Mount Bracket, Aluminum, White, compatible with QNV-6012R1/6022R1/6032R1/6082R1,QND-6012R1/6022R1/6032R1/6082R1 and TNO-7180RLP | Info | 79
Accessory | SBB-300PMW1 | Pole Mount Adaptor |  |  |  | NDAA Compliant | Pole Mount Adaptor, aluminium, Compatible with SHB-4200H, SHB-4300HP, SHB-4301H2, SBP-300PMW1, White | Info | 32
Accessory | SBP-300PMS | Stainless Steel Pole Mount Adaptor |  |  |  | NDAA Compliant | Stainless Steel Pole mount adaptor, Compatible with SBP-300WMS and SBP-300WMS1 | Info | 99
Accessory | SBP-302PM | Pole Mount Base |  |  |  | NDAA Compliant | Pole Mount Adapter compatible with SBO-100B1, PNO-9080R, SNO-8081R, QNO-7080R/6070R, QNO-7010R/7020R/7030R/6010R/6020R/6030R, QNO-6012R1/6022R1/6032R1 | Info | 44
Accessory | SBP-303PM | Pole Mount Base |  |  |  | NDAA Compliant | Pole mount adapter accessory for thermal bullet cameras, compatible with TNO-4040T, TNO-4030T, TNO-4050T, TNO-4030TR, TNO-4040TR, TNO-3010T/3020T/3030T | Info | 50
Accessory | SBD-180PMW | Pole Mount |  |  |  | NDAA Compliant | Pole Mount (Core: Aluminum, Cap : Plastic), white, Suported products : PNV-A6081R/A9081R, XNV-8082R/9082R, XNV-6083R/8083R/8093R/9083R,XNV-6123R, XNV-6083Z/8083Z, XNV-6083RZ/8083RZ/9083RZ,PND-A6081RV/A9081RV, XND-8082RV/9082RV, XNF-9010RV/9013RV,XND-6083RV/8083RV/8093RV/9083RV, XNO-6083R/8083R/9083R, XND-C6083RV/C7083RV/C8083RV/C9083RV, XNO-C6083R/C8083R/C9083R, XNV-C6083R/C7083R/C8083R/C9083R | Info | 70
Accessory | SBD-140PMW | Pole Mount |  |  |  | NDAA Compliant | Pole Mount (Core: Aluminum, Cap : Plastic), white, Supported products : QNV-C8083R/C9083R, QNV-C8011R/C8012/C9011R, QND-6012R(1)/22R(1)/72R(1)/82R(1), QND-7012R/22R/82R, QNE-8011R/21R | Info | 49
Accessory | SBD-140KMB | Corner Mount |  |  |  | NDAA Compliant | Corner Mount, SUS304, White, Supported products : QNV-C8011R/C8012/C9011R, QNV-C8083R/C9083R, QND-6011/6021, QND-8011/8021, QNF-8010/9010, QND-6012R(1)/6022R(1)/6072R(1)/6082R(1), QND-7012R/7022R/7082R, QNE-8011R/8021R, LND-6012R/6022R/6072R,ANE-L6012R/L7012R | Info | 70
Accessory | SBD-140PMB | Pole Mount |  |  |  | NDAA Compliant | Pole Mount, SUS304, White, Supported products : QNV-C8011R/C8012/C9011R, QNV-C8083R/C9083R, QND-6011/6021, QND-8011/8021, QNF-8010/9010, QND-6012R(1)/6022R(1)/6072R(1)/6082R(1), QND-7012R/7022R/7082R, QNE-8011R/8021R, LND-6012R/6022R/6072R,ANE-L6012R/L7012R | Info | 70
Accessory | SBD-110GP1 | Wall Adaptor |  |  |  | NDAA Compliant | Adaptor plate for Single, Double, 4" Octagon, supported cameras: QNV-C8011R/C8012/C9011R, QND-6011/21, 8011/21, QNF-8010, 9010, LND-6012R/22R, QND-6012R/22R, 7012R/22R, QNE-8011R/21R, ANE-L6012R, L7012R | Info | 20
Accessory | SBO-090GP | Wall Adaptor |  |  |  | NDAA Compliant | Gang plate (for bullet) Adaptor plate for Single, Double, 4" Octagon Compatible with QNO-C8083R / QNO-C9083R / ANO-L6012R / ANO-L6022R / ANO-L6082R / ANO-L7012R / ANO-L7022R / ANO-L7082R | Info | 20
Accessory | SBD-137WMA | Wall Adaptor |  |  |  | NDAA Compliant | Wall adaptor plate to make a Q-Core camera compatible with SBP-137WMW and SBP-137WMW1 | Info | 20
Accessory | SBE-100PM | Pole Mount |  |  |  | NDAA Compliant | Pole Mount for Explosion-proof Cameras, compatible with TNO-6322ER, TNU-6322E and TNU-6322ER | Info | 592
Accessory | SBP-156KMW | Corner Mount Base |  |  |  | NDAA Compliant | Corner Mount Adapter compatible with SBP-156WMW for XNP-9300RW/9250R/9250/8300RW/8250R/8250/6400RW/6400R/6400, White | Info | 110
Accessory | SBP-300KM1 | Corner Mount Adaptor |  |  |  | NDAA Compliant | Corner Mount Adaptor, aluminium, ivory | Info | 68
Accessory | SBP-300KMW1 | Corner Mount Adaptor |  |  |  | NDAA Compliant | Corner Mount Adaptor, aluminium, QNV-6012R1/6022R1/6032R16082R1, QND-6012R1/6022R1/6032R1/6082R1white | Info | 68
Accessory | SBP-300KMS | Stainless Steel Corner Mount Adaptor |  |  |  | NDAA Compliant | Stainless Steel Corner mount adaptor, Compatible with SBP-300WMS and SBP-300WMS1 | Info | 138
Accessory | SBP-156CMW | Pendant Mount |  |  |  | NDAA Compliant | Aluminum Pendant Mount Accessory. Compatible with XNP-9300RW/9250R/9250/8300RW/8250R/8250/6400RW/6400R/6400 and other accessories with 1-1/2" PF thread, White | Info | 255
Accessory | SBP-302CMBW | Ceiling Mount |  |  |  | NDAA Compliant | Back box made to fit SBP-302CMW telescopic pendant mount, White color | Info | 180
Accessory | SBP-300CM | Ceiling Mount |  |  |  | NDAA Compliant | Aluminum Pendant Mount Accessory, Ivory, Can be used with hanging mount and outdoor PTZ | Info | 44
Accessory | SBP-300CMW | Ceiling Mount |  |  |  | NDAA Compliant EOS Limited stock available | Aluminum Ceiling Mount Accessory, can be used with hanging mount and outdoor PTZ, QNV-6012R1/6022R1/6032R1/6082R1, QND-6012R1/6022R1/6032R1/6082R1, White | Info | 46
Accessory | SBP-300CMW1 | Ceiling Mount |  |  |  | NDAA Compliant | Ceiling Mount, Aluminum, White, compatible with Hanging Adaptors such as SBP-120HMW/140HMW/160HMW1/180HMW1, etc and Pipe extentions such as SBP-C15P, SBP-150CMP/300CMP/900CMP ※ For further compatible models, please visit our website or use Toolbox | Info | 180
Accessory | SBP-900CMW | Ceiling Mount |  |  |  | NDAA Compliant | Ceiling Mount, Aluminum, White, compatible with Hanging Adaptors such as SBP-120HMW/140HMW/160HMW1/180HMW1, etc.and Pipe extentions such as SBP-C15P, SBP-150CMP/300CMP/900CMP ※ For further compatible models, please visit our website or use Toolbox | Info | 210
Accessory | SBP-150CMI | Ceiling Mount |  |  |  | NDAA Compliant | Ceiling Mount, Aluminum, White, compatible with Hanging Adaptors such as SBP-120HMW/140HMW/160HMW1/180HMW1, etc. ※ For further compatible models, please visit our website or use Toolbox | Info | 80
Accessory | SBP-300CMI | Ceiling Mount |  |  |  | NDAA Compliant | Ceiling Mount, Aluminum, White, compatible with Hanging Adaptors such as SBP-120HMW/140HMW/160HMW1/180HMW1, etc. ※ For further compatible models, please visit our website or use Toolbox | Info | 90
Accessory | SBP-140CMB | Ceiling Mount |  |  |  | NDAA Compliant | Ceiling Mount, Aluminum, White, competible with SBP-150CMP, SBP-300CMP, SBP-900CMP etc ※ For further compatible models, please visit our website or use Toolbox | Info | 35
Accessory | SBP-140CMT | Tile Grid Ceiling Mount |  |  |  | NDAA compliant | Tile Grid Ceiling Mount Pack of 4, Compatible with QND-6011/6021, QND-8011/8021 QNF-8010/9010, QND-6012R/6022R/6082R, QNV-C9011R/C8011R/C8012, LND-6012R/6022R/6072R, QNE-8011R/8021R, ANE-L6012R/L7012R/L7012L, QNV-C8083R/C9083R, XND-8082RV/9082RV, X plus indoor dome, P AI indoor dome | Info | 155
Accessory | SBP-180CMB | Ceiling Mount |  |  |  | NDAA Compliant | Ceiling Mount, Aluminum, White, competible with SBP-C15P, SBP-150CMP/300CMP/900CMP etc. (Pipe extention can be supported only 1 time) ※ For further compatible models, please visit our website or use Toolbox | Info | 130
Accessory | SBP-180CMS | Ball Head Ceiling Mount Base |  |  |  | NDAA compliant | Ball Head Ceiling Mount Base, Aluminum, White, competible with SBP-C15P, SBP-150CMP/300CMP/900CMP etc. (Pipe extention can be supported only 1 time) ※ For further compatible models, please visit our website or use Toolbox | Info | 170
Accessory | SBP-150CMP | Ceiling Mount |  |  |  | NDAA Compliant | Ceiling Mount, Aluminum, White, competible with - Base : SBP-140CMB, SBP-180CMB, - Pipe extention : SBP-C15P, SBP-150CMP/300CMP/900CMP ※ Extention should be done with SBP-180CMB ※ For further compatible models, please visit our website or use Toolbox | Info | 45
Accessory | SBP-150NBW | Cabinet |  |  |  | NDAA Compliant | Installation Cabinet compatible with SBP-250WMW, SBP-156WMW, SBP-400WMW, SBP-150PMW. Direct camera compatible with QNV-C8083R/C9083R, XND-C6083RV/C7083RV/C8083RV/C9083RV, XNV-C6083R/C7083R/C8083R/C9083R, XND-6083RV/8083RV/9083RV, XNV-6083R/8083R/8093R/9083R, | Info | 620
Accessory | SBP-150PMW | Pole Mount |  |  |  | NDAA Compliant | Pole mount compatible with TNU-6321 & TNU-4041T/4051T | Info | 230
Accessory | SBP-300CMP | Ceiling Mount |  |  |  | NDAA Compliant | Ceiling Mount, Aluminum, White, competible with- Base : SBP-140CMB, SBP-180CMB, - Pipe extention : SBP-C15P, SBP-150CMP/300CMP/900CMP ※ Extention should be done with SBP-180CMB ※ For further compatible models, please visit our website or use Toolbox | Info | 65
Accessory | SBP-300CMTW | Telescopic Ceiling Mount |  |  |  | NDAA Compliant | Telescopic Ceiling Mount, Aluminum, White, competible Accessories- Hanging Adaptor : SBP-120HMW/140HMW/160HMW1/180HMW1, etc., - Pipe extension : SBP-C15P, SBP-150CMP/300CMP/900CMP ※ For further compatible models, please visit our website or use Toolbox | Info | 279
Accessory | SBP-300CMTS | Ball Head Ceiling Mount |  |  |  | NDAA compliant | Ball Head Ceiling Mount, Aluminum, White, compatible with - Hanging Adaptor : SBP-120HMW/140HMW/160HMW1/180HMW1, etc,- Pipe extension : SBP-C15P, SBP-150CMP/300CMP/900CMP ※ For further compatible models, please visit our website or use Toolbox | Info | 440
Accessory | SBP-900CMP | Ceiling Mount |  |  |  | NDAA Compliant | Ceiling Mount, Aluminum, White, competible with - Base : SBP-140CMB, SBP-180CMB, - Pipe extention : SBP-C15P, SBP-150CMP/300CMP/900CMP ※ Extention should be done with SBP-180CMB ※ For further compatible models, please visit our website or use Toolbox | Info | 100
Accessory | SBP-C15P | Ceiling Mount |  |  |  | NDAA Compliant | Ceiling Mount base, Aluminum, White, competible with SBP-150CMP, SBP-300CMP, SBP-900CMP ※ For further compatible models, please visit our website or use Toolbox | Info | 20
Accessory | SBP-C35H | Ceiling Mount Coupler |  |  |  | NDAA Compliant | Ceiling mount coupler (for pipe extension), compatible with SBP-150CMP, SBP-300CMP, SBP-900CMP Pack of 4 | Info | 80
Accessory | SBP-C15NP | Thread Converter |  |  |  | NDAA Compliant | 1.5” NPT to PF thread converter, to support compatibility with NPT threaded pipes | Info | 20
Accessory | SBP-C15H | 1.5” coupler (White) |  |  |  | NDAA Compliant | 1.5" Coupler (White) Pack of 4 compatible with Ceiling mount SBP-140CMB, SBP-180CMB, SBP-180CMS Hanging Adaptor SBP-099HMW, SBP-120HMW, SBP-140HMW, SBP-160HMW1, SBP-180HMW1, SBP-200HMW, SBP-250HMW, SBP-315HMW, SBP-156HMW | Info | 80
Accessory | SBP-303HF | Fiber Optic for PTZ |  |  |  | NDAA Compliant | Aluminum Built-in Sfps Install Base for PTZ Cameras XNP-6550RH, XNP-6320H and QNP-6230H, RJ-45 to Fiber, 4 Weeks lead Time | Info | 269
Accessory | SBP-099TMW | Tilted Mount Adapter |  |  |  | NDAA Compliant | Tilted Wall Mount (Poly Carbonate), Compatible with QNF-8010, QNF-9010 | Info | 46
Accessory | SBP-160TM | Tilted Mount Adapter |  |  |  | NDAA Compliant | Tilted Wall Mount (Poly Carbonate), 23° Tilt , Compatible with XND-6085/6085V, XNV-6080/R/6085/R/8080R, XNV-L6084/R, PNV-9080R, SNV-8081/8080/7084/R/6084/R/6085R/5084/R, SCV-6081R | Info | 16
Accessory | SBP-160WMW1 | Wall Mount |  |  |  | NDAA Compliant | Wall Mount (Aluminum) , RAL9003; Indoor use only; Compatible with XND-C6083RV/C7083RV/ C8083RV/C9083RV XND-6083RV/8083RV/9083RV XNV-C6083R/C7083R/C8083R/C9083R, XND-8082RV/9082RV, XNF-9010RV/9013RV, PND-A6081RV/A9081RV | info | 73
Accessory | SBP-140WMW | Wall Mount |  |  |  | NDAA Compliant | Wall Mount (Aluminum) , RAL9003; Indoor use only; Compatible with QNV-C8083R/9083R, white | info | 65
Accessory | SBP-142CMW | Ceiling Mount |  |  |  | NDAA Compliant | Ceiling Mount compatible with TNMC3620TDR/C3622TDR | info | 133
Accessory | SBP-142WMW | Wall Mount |  |  |  | NDAA Compliant | Wall Mount compatible with TNMC3620TDR/C3622TDR | info | 267
Accessory | SBP-160TMW1 | Tilted Mount Adapter |  |  |  | NDAA Compliant | Tilted Wall Mount (Poly Carbonate), 23° Tilt , Compatible with PND-A6081RV, PND-A9081RV, XND-6081REV, XND-6081RV, XND-6081V, XND-6081VZ, XND-8081REV, XND-8081RV, XND-8081VZ, XND-8082RV, XND-9082RV, XNF-9010RV, XNF-9010RVM, White | Info | 46
Accessory | SBP-300TM1 | Tilted Mount Adapter |  |  |  | NDAA Compliant | Tilted Wall Mount (Poly Carbonate), 20° Tilt , Compatible with 5MP fisheye cameras (SNF-8010, SNF-8010VM, XNF-8010R/RV/RVM, PNF-9010R/RV/RVM), Ivory | Info | 55
Accessory | SBF-100B1 | Fisheye Back Box |  |  |  | NDAA Compliant | Aluminum Back box for Fisheye cameras, Compatible with SNF-8010/VM, XNF-8010R/RV/RVM, PNF-9010R/RV/RVM | Info | 26
Accessory | SBF-100BW1 | Fisheye Back Box |  |  |  | NDAA Compliant | Aluminum Back box for Fisheye cameras, Compatible with SNF-8010/VM, XNF-8010R/RV/RVM, PNF-9010R/RV/RVM | Info | 22
Accessory | SBO-100B1 | Bullet Back Box |  |  |  | NDAA Compliant | Aluminum Back box for bullet cameras, Compatible with QNO-6030R / 6020R / 6010R, QNO-6032R1/ 6022R1/ 6012R1, QNO-7030R / 7020R / 7010R, QNO-7080R/6070R, SNO-L6083R / L5083R, SCO-6083R | Info | 46
Accessory | SBO-147B | Bullet Back Box |  |  |  | NDAA Compliant | Aluminum Waterproof Back box for bullet camera, Compatible with QNO-6082R, IP66/IK10, QNO-6012R, QNO-6022R,QNO-6032R, QNO-7082R | Info | 75
Accessory | SBO-147BA | Back Box |  |  |  | NDAA Compliant | Cover- Aluminum, Top cover – Polycarbonate Back Box, White, RAL9003, Compatible with XNO-C6083R/C7083R/C8083R/C9083R | Info | 20
Accessory | SBV-116B | Dome back box |  |  |  | NDAA Compliant | Dome Back box with knockouts, Compatible with XNV-6011, SNV-6013 | Info | 46
Accessory | SBV-136B | Dome Back Box |  |  |  | NDAA Compliant | Waterproof aluminum backbox with knockout panels, Compatible with XNP-6040H, QNV-7080R, QNV-6070R, HCV-6070R/6080R, HCV-6080, HCV-7070R/7080R, SNV-L6083R, SNV-L5083R, SCV-5082, SCV-5083, SCV-5085, SCV-5083R, SCV-6083R/ 6023R, Ivory | Info | 33
Accessory | SBV-136BW | Dome Back Box |  |  |  | NDAA Compliant | Aluminum backbox with knockout panels, Compatible with QNV-8080R, QNV-6082R/6082R1, White | Info | 33
Accessory | SBV-138TMW | Dome Back Box |  |  |  | NDAA Compliant | Tilt Mount Dome back box, Compatible with QNV-6072R/6082R, QNV-7082R, QNV-8080R LNV-6072R, White RAL9003 | Info | 49
Accessory | SBV-120GW | Dome Back box |  |  |  | NDAA Compliant | Dome Back box with knockouts, Compatible with QNV-6012R/6022R/6032R, QNV-6012R1/6022R1/6032R1,QNV-8010R/8020R/8030R, White | Info | 46
Accessory | SBV-158G | Dome Back box |  |  |  | NDAA Compliant | Back Box for Outdoor Vandal Domes, Compatible with PNV-9080R, XNV-6080/R, XNV-8080R, XNV-6120/R, XNV-6085, XNV-L6080/R, SNV-5084/R,SNV-6084/R, SNV-7084/R, SNV-8081R, SNV-8080, Ivory | Info | 44
Accessory | SBV-158GW | Dome Back box |  |  |  | NDAA Compliant | Back Box for Outdoor Vandal Domes, Compatible with PNV-9080R, XNV-6080/R, XNV-8080R, XNV-6120/R, XNV-6085, XNV-L6080/R, SNV-5084/R,SNV-6084/R, SNV-7084/R, SNV-8081R, SNV-8080, White | Info | 37
Accessory | SBV-160BW | Dome Back box |  |  |  | NDAA Compliant | Back Box for Indoor Vandal Domes and Fisheye, Compatible with PND-A6081RV, PND-A9081RV, XND-6081REV, XND-6081RV, XND-6081V, XND-6081VZ, XND-8081REV, XND-8081RV, XND-8081VZ, XND-8082RV, XND-9082RV, XNF-9010RV, XNF-9010RVM, White | Info | 46
Accessory | SBV-180BW | Dome Back box |  |  |  | NDAA Compliant | Back Box for Indoor Domes and Vandal Domes, Compatible with XND-C9083RV/C8083RV/C7083RV/C6083RV, XND-C9083R/C8083R/C7083R/C6083R, XND-9083RV/8093RV/8083RV/6083RV, XNV-9083R/8093R/8083R/6083R, XND-9082RV/8082RV, XNV-9082R/8082R, White | Info | 49
Accessory | SBV-180WW | Waterproof Back Box |  |  |  | NDAA Compliant | Waterproof Back Box for the white Vandal X-Core and X-Plus cameras Compatible models include: XNV-6081R / XNV-8081R / XNV-6083R / XNV-8083R / XNV-8093R / XNV-9083R XNV-C6083R / XNV-C7083R / XNV-C8083R / XNV-C9083R | Info | 120
Accessory | SBO-126B | Bullet Back Box |  |  |  | NDAA Compliant | Back box for bullet cameras, Compatible with XNO-L6080R | Info | 49
Accessory | SCL-150 | Lens Cable |  |  |  | NDAA Compliant | Extension cable for remote head lens, 15m (49.2Ft), compatible with: PNM-9000QB, SLA-T4680A, SLA-T4680VA, SLA-T2480A, SLA-T2480VA, SLA-T1080FA, SLA-T2880BA, SLA-T4680DA, SLA-T4680DSA | Info | 91
Accessory | SPP-C45W | Cable |  |  |  | NDAA Compliant | RJ45 type converting cable (Plugin to Pigtail), compatible QNV-6012R(1)/6022R(1)/6072R(1)/6082R(1), QNV-7012R/7022R/7032R/7082R,QNV-8010R/20R/80R, QNV-C6083R/C8083R/C9083R Pack of 5 | Info | 67
Accessory | SPP-C45WA | Cable |  |  |  | NDAA Compliant | RJ45 type converting cable (Plugin to Pigtail), compatible with ANV-L6012R/L6082R, ANV-L7012R/L7082R Pack of 5 | Info | 67
Accessory | SPP-C7200 | Cable for audio/alarm |  |  |  | NDAA Compliant | Audio and Alarm cable compatible with QND-C8013R/C8023R Pack of 3 | Info | 50
Accessory | SPP-C7400 | Cable for audio/alarm |  |  |  | NDAA Compliant | Audio and Alarm cable for TNV-C7013RC, QNV-C8083R/9083R, XNV-C6083R/C7083R/C8083R/C9083R, XND-C6083RV/C7083RV/C8083RV/C9083RV, Pack of 3 | Info | 45
Accessory | SPP-C1900 | HDMI Cable |  |  |  | NDAA Compliant | HDMI Cable Pack of 3 compatible with QNV-C6083R | Info | 100
Accessory | SHB-9000H | Fixed Housing |  |  |  | NDAA Compliant | TNB-9000 Box Camera Housing, Body/Sun shield : Aluminum, Front & Rear cap : ABS. Wall Mount Arm Included. Operating Temperature: -50°C ~ +60°C(-58°F ~ +140°F) / 10-100% RH (condensing), Weight: 6.2kg(13.67 lb), Color: White, IP66. Input Voltage 110vac, Thermostat controlled Fan and heater - UL 62368-1 Certified | Info | 2750
Accessory | SHB-4200 | Fixed Housing |  |  |  | NDAA Compliant | Dimensions/Weight: 700mm(27.56 inches) /40g(0.09lb) | Info | 86
Accessory | SHB-4200H | Fixed Housing |  |  |  | NDAA Compliant | Outdoor Fixed Camera Housing w/Mounting Bracket, Compatible with all box cameras, Built-in heater and fan, IP66, 24VAC, Ivory | Info | 129
Accessory | SHB-4300H | Fixed Housing |  |  |  | NDAA Compliant | Extreme Weatherproof Aluminum Fixed Camera Housing w/Mounting Bracket, Compatible with all box cameras, Built-in heater and fan, IP66, 24VAC, Ivory | Info | 211
Accessory | SHB-4300H1 | Fixed Housing |  |  |  | NDAA Compliant | Extreme Weatherproof Aluminum Fixed Camera Housing w/Mounting Bracket, Compatible with all box cameras, Built-in defroster/heater and fan, IP66, 24VAC, Ivory | Info | 322
Accessory | SHB-4301H2 | Fixed Housing |  |  |  | NDAA Compliant | Extreme Weatherproof Aluminum Fixed Camera Housing w/Mounting Bracket, Compatible with all box cameras, Built-in defroster/heater and fan, IP66, 230VAC, Ivory | Info | 347
Accessory | SHB-4301HP | Fixed Housing |  |  |  | NDAA Compliant | Outdoor Fixed Camera Housing w/Mounting Bracket, Compatible with all box cameras, Built-in defroster/heater and fan, IP66, PoE/12VDC, Ivory | Info | 450
Accessory | SBB-900 | Fixed Mount |  |  |  | NDAA Compliant | Aluminum Wall Mount Adapter for box cameras enclosures, Bracket for SHB-9000H | Info | 410
Accessory | STB-4150V | Box Mount |  |  |  | NDAA Compliant | Aluminum Fixed Camera Mount, Compatible with Box cameras, Bracket for STH-500/200, Silver | Info | 28
Accessory | SBV-253WCW | Weather Cap |  |  |  | NDAA Compliant | Polycarbonate Weather Cap, White, RAL9003, Compatible with PNM-9031RV/PNM-C9022RV/PNM-9022V | Info | 35
Accessory | SBV-120WCW | Weather Cap |  |  |  | NDAA Compliant | Aluminum Weather cap, Compatible with XNV- 6010/6020/8020R/8030R/8040R, QNV- 6010R/6020R/6030R/7010R/7020R/7030R, White | Info | 28
Accessory | SBV-121WCW | Weather Cap |  |  |  | NDAA Compliant | Weather Cap Compatible with QNV-C8013R/C8023R | Info | 30
Accessory | SBV-140WCBW | Weather Cap |  |  |  | NDAA Compliant | Polycarbonate Weather Cap compatible with TNV-C8011RW | Info | 30
Accessory | SBV-160WC | Weather Cap |  |  |  | NDAA Compliant | Aluminum Weather cap, Compatible with XNV-6080/R/8080R/6120R/L6080/R,PNV-9080R,SNV-8081/8080/7084/R/6084/R/6085R/5084/R, SCV-6081R | Info | 24
Accessory | SBV-161WCW | Weather Cap |  |  |  | NDAA Compliant | Polycarbonate Weather Cap, White,RAL9003, Compatible with XNV-C6083R/C7083R/C8083R/C9083R | Info | 30
Accessory | SBV-140TMW | Tilt Mount |  |  |  | NDAA Compliant | Tilt Mount, Aluminum, White, weight 450g(0.99lb), compatible with QNV-C8083R/C9083R, QNV-C8011R/C8012/C9011R, QND-6011/21, QND-8011/21, QND-6012R/22R/72R/82R, QND-7012R/22R/82R, QNE-8011R/21R | Info | 49
Accessory | SBV-140TBW | Tilt Mount |  |  |  | NDAA Compliant | Tilt Mount for TNV-C8011RW | Info | 35
Accessory | SBV-140BW | Back Box |  |  |  | NDAA Compliant | Back Box, Almunum, White, compatible with QNV-C8083R/C9083R, QNV-C8011R/C8012/C9011R, QND-6011/21, QND-8011/21, QND-6012R/22R/72R/82R, QND-7012R/22R/82R, QNE-8011R/21R | Info | 49
Accessory | SBV-140WW | Waterproof Back Box |  |  |  | NDAA Compliant | Waterproof Back Box, Almunum, White, compatible with QNV-C8083R/C9083R, QNV-C8011R/C8012/C9011R, QND-6011/6021,QND-8011/8021, QND-6012R/6022R/6082R, QND-7012R/7022R/7082R, QNE-8011R/8021R | Info | 76
Accessory | SBO-140BW | Back Box |  |  |  | NDAA Compliant | Back Box, Almunum, White, weight 390g(0.86lb), Compatible with: QNO-C8083R/C9083R, ANO-L6012R/22R/82R, ANO-L7012R/22R/82R | Info | 49
Accessory | SBO-140WW | Waterproof Back Box |  |  |  | NDAA Compliant | Waterproof Back Box, Almunum, White, compatible with QNO-C8083R/C9083R, ANO-L6012R/22R/82R, ANO-L7012R/22R/82R | Info | 76
Accessory | SBV-A14B | Back Box |  |  |  | NDAA Compliant | Back Box for A series (ANE-L6012R, ANE-L7012R, ANO-L6012R,ANO-L6022R, ANO-L6082R, ANO-L7012R, ANO-L7022R, ANO-L7082R, ANV-L6012R, ANV-L6082R, ANV-L7012R, ANV-L7082R) and connect cables | Info | 54
Accessory | SBV-215WCW | Weather Cap |  |  |  | NDAA Compliant | Weather Cap, White, Material: aluminum thread, plastic cap, compatible with PNM-C7083RVD, PNM-C12083RVD and PNM-7082RVD, PNM-12082RVD | Info | 40
Accessory | SBP-SCP/SN | Swan Neck Bracket |  |  |  | NDAA Compliant | Swan Neck Bracket | Info | 194
Accessory | SBP-300NM | Mounting accessory |  |  |  | NDAA Compliant EOS Limited stock available | Housing and Mount for PVM camera TNB-6030 | Info | 58
Accessory | SBE-100B | Pedestal Mount |  |  |  | NDAA Compliant | Stainless Steel Pedestal Mount for Explosion-proof Cameras, compatible with TNU-6322E and TNU-6322ER | Info | 1076
Accessory | SPB-PTZ6 | Smoked Dome Cover |  |  |  | NDAA Compliant | Smoked Dome Cover for Indoor PTZ: XNP-6320/QNP-6230/SNP-6321/6320/5430/5321, SNP-L6233/L5233, SCP-3371/2373/2371/2273/2271 | Info | 99
Accessory | SPB-PTZ73 | Smoked Dome Cover |  |  |  | NDAA Compliant | Smoked Dome Cover for XNP-6120H | Info | 86
Accessory | SPB-PTZ82W | Smoked Dome Cover |  |  |  | NDAA Compliant | Smoked dome cover for QNP-6250H/6320H | Info | 105
Accessory | SPB-PTZ95W | Smoked Dome Cover |  |  |  | NDAA Compliant | Smoke Dome Cover compatible with XNP-C7310R & XNP-C9310R | Info | 133
Accessory | SPB-VAN3 | Smoked Dome Cover |  |  |  | NDAA Compliant | Smoked Dome Cover for SNV-8081R, SNV-8080, SNV-5084/6084/7084, SNV-5084R/6084R/7084R, SCV-6081R, XNV-6080/R, XNV-8080R | Info | 64
Accessory | SPB-VAN11 | Smoked Dome Cover |  |  |  | NDAA Compliant | Smoked Dome Cover for XNV- 6010/6020/ 8020R/8030R/8040R | Info | 23
Accessory | SPB-VAN12 | Smoked Dome Cover |  |  |  | NDAA Compliant | Smoked Dome Cover for QNV- 6010R/6020R/6030R/ 7010R/7020R/7030R | Info | 23
Accessory | SPB-VAN16W | Smoked Dome Cover |  |  |  | NDAA Compliant | Smoke Dome compatible with QNV-C8011R/C8012/C9011R | Info | 40
Accessory | SPB-VAN14W | Smoked Dome Cover |  |  |  | NDAA Compliant | Smoked dome cover compatible with XNV-6012M/6022RM | Info | 35
Accessory | SPB-VAN23W | Smoke Dome Cover |  |  |  | NDAA Compliant | Smoke Dome for TNV-C8014RM & TNV-C8034RM | Info | 55
Accessory | SPG-VAN23W | Dome Cover |  |  |  | NDAA Compliant | Clear Dome for TNV-C8014RM & TNV-C8034RM | Info | 55
Accessory | SPB-VAN72 | Smoked Dome Cover |  |  |  | NDAA Compliant | Smoked Dome Cover for QNV-6070R/7080R | Info | 33
Accessory | SPB-VAN82W | Smoked Dome Cover |  |  |  | NDAA Compliant | Smoke Dome for Q AI V/F Compatible with QNV-C6083R/C8083R/C9083R | Info | 85
Accessory | SPB-VAN85W | Smoked Dome Cover |  |  |  | NDAA Compliant | Smoked Dome Cover for XNV-6081/6081R/8081R/6081RE/8081RE, PNV-A9081R, White | Info | 74
Accessory | SPB-VAN88W | Smoked Dome Cover |  |  |  | NDAA Compliant | Smoked Dome Cover for XNV-C9083R, XNV-C8083R, XNV-C7083R, XNV-C6083R, White | Info | 85
Accessory | SPB-VAN89W | Vandal Dome Backbox |  |  |  | NDAA Compliant | Vandal Dome Backbox, Material : [Top cover] Aluminum + PC / [Dome bubble] Hard-coated Polycarbonate, Color : [Top cover]White / [Dome bubble] Transparent smoked, Supported products: XNV-6083RZ/8083RZ/9083RZ/8083Z/6083Z | Info | 80
Accessory | SPB-FCD85W | Smoked Dome Cover |  |  |  | NDAA Compliant | Smoked Dome Cover for XND-6081F/6081RF/8081RF, PND-A9081RF, White | Info | 69
Accessory | SPB-VAW12 | Smoked Dome Cover |  |  |  | NDAA Compliant | Smoked Dome Cover for QNV-6012R/6022R/6032R, QNV-8010R/8020R/8030R, LNV-6012R/6022R/6032R, QNV-6012R1/6022R1/6032R1, White | Info | 24
Accessory | SPB-VAW72 | Smoked Dome Cover |  |  |  | NDAA Compliant | Smoked Dome Cover for QNV-6082R/6082R1/8080R, LNV-6070R/6072R, White | Info | 33
Accessory | SPB-IND6 | Smoked Dome Cover |  |  |  | NDAA Compliant | Smoked Dome Cover for SCD-6083R, SCD-5080, SCD-5082, SCD-5083, SCD-5083R, SND-6011R, SND-L6083R, SND-L5083R, HCD-6080R/6070R | Info | 36
Accessory | SPB-IND11 | Smoked Dome Cover |  |  |  | NDAA Compliant | Smoked Dome Cover for XND-6010/6020/8020R/8030R/8040R | Info | 23
Accessory | SPB-IND12 | Smoked Dome Cover |  |  |  | NDAA Compliant | Smoked Dome Cover for QND-6010R/6020R/6030R / 7010R/7020R/7030R, White | Info | 23
Accessory | SPB-IND81 | Smoked Dome Cover |  |  |  | NDAA Compliant | Smoked Dome Cover for XND-6080V/XND-6080RV/ XND-8080RV | Info | 19
Accessory | SPB-IND81V | Smoked Dome Cover |  |  |  | NDAA Compliant | Smoked Dome Cover for XND-6080V/XND-6080RV/ XND-8080RV | Info | 42
Accessory | SPB-IND85W | Smoked Dome Cover |  |  |  | NDAA Compliant | Smoked Dome Cover for XND-6081V/6081RV/8081RV/6081REV/8081REV, PND-A9081RV, White | Info | 69
Accessory | SPB-IND88W | Smoked Dome Cover |  |  |  | NDAA Compliant | Smoked Dome Cover for XND-C9083RV, XND-C8083RV, XND-C7083RV, XND-C6083RV, white | Info | 74
Accessory | SPG-IND12B | Black Dome Cover |  |  |  | NDAA Compliant | Black Dome Cover with Clear Bubble for QND-6010R/6020R/6030R/7010R/7020R/7030R | Info | 22
Accessory | SPG-IND16B | Black Dome Cover |  |  |  | NDAA Compliant | Black Dome Cover with Clear Bubble for QND-6021/6011/8021/8011 | Info | 20
Accessory | SPG-IND72B | Black Dome Cover |  |  |  | NDAA Compliant | Black Dome Cover with Clear Bubble for QND-6070R, QND-7080R, LND-6071R, LND-6072R | Info | 23
Accessory | SPG-PTZ95W | Black Dome Cover |  |  |  | NDAA Compliant | Dome Cover compatible with XNP-C7310R & XNP-C9310R | Info | 133
Accessory | SPG-VAN13W | Conduit Dome Cover |  |  |  | NDAA Compliant | Conduit dome cover for TNV-C7013RC, White, Aluminum, 198.3x198.6x94mm (7.81x7.82x3.70") | Info | 79
Accessory | SPB-INW12 | Smoked Dome Cover |  |  |  | NDAA Compliant | Smoked dome cover for White Q/L fixed indoor domes (LND-6012R/6022R/6032R, QND-6012R/6022R/6032R) | Info | 25
Accessory | SPB-INW72 | Smoked Dome Cover |  |  |  | NDAA Compliant | Smoked Dome Cover for LND-6072R, QND-6070R, QND-6082R, QND-6082R1, White | Info | 23
Accessory | SPB-MDC51V | Smoked Dome Cover |  |  |  | NDAA Compliant | Smoked Dome Cover for PNM-9322VQP (PTZ dome only) | Info | 140
Accessory | SPB-MDC41 | Smoked Dome Cover |  |  |  | NDAA Compliant | Tinted dome cover for PNM-9084RQZ and PNM-9085RQZ | Info | 230
Accessory | SPB-MDC41V | Smoked Dome Cover |  |  |  | NDAA Compliant | Smoke dome compatible with PNM-C19183RVTP | Info | 280
Accessory | SPB-MDC31 | Smoked Dome Cover |  |  |  | NDAA Compliant | Tinted dome cover for PNM-9084QZ and PNM-8083VT | Info | 95
Accessory | SPB-MDC41W | Smoked Dome Cover |  |  |  | NDAA Compliant | Tinted dome cover for PNM-9022V | Info | 125
Monitors
Monitor | SMT-3231PV | 32” AI PVM Monitor |  |  | PVM Monitor | NDAA compliant | 32” AI Enabled, IP public view monitor (AI PVM) PIP & PBP support,1080p (1920 x 1080 60Hz), HDMI, Ethernet, 16:9 aspect ratio, Built-in speaker (2x2 W), VESA mountable (100 x 100mm / 200 x 100mm), black casing, AI face & Object detection. Display for visual deterrent, customizable text overlay with pre-configured "recording in progress" OSD 2MP IP camera built-in, 3.06mm fixed lens, (107.7" H and 59.0V), 120dB WDR, H.265/H.264/MJPEG, slide show & live video, micro SD/SDHC/SDXC, bi-directional audio, hallway view mode, portrait and landscape display support, HPoE 802.3bt, DC 24V. ***Power adapter not included*** | Info | 2950
Monitor | SMT-3221PV | 32” AI PVM Monitor (Non PIP/PBP) |  |  | PVM Monitor | NDAA compliant | 32” AI Enabled IP public view monitor (AI PVM),1080p (1920 x 1080 60Hz), HDMI (x2), Ethernet, 16:9 Aspect Ratio, Built-in speaker (2W x2), Face Detection for Visual Deterrence, AI Analytics, Customizable Banner Overlay Messages, Built-In 2MP IP Camera, 3.06mm Fixed Lens (107.7" H, 59.0V), 120dB WDR, H.265/H.264/MJPEG, Slide Show & Live Video, Micro SD/SDHC/SDXC, VESA Compatible (100x100 / 200x100 / 200x200), Black Cabinet, Hallway View Mode, Portrait and Landscape Display Support, HPoE 802.3bt, DC 24V. ***Power adapter not included*** | Info | 2350
Monitor | SMT-2731PV | 27” AI PVM Monitor |  |  | PVM Monitor | NDAA compliant | 27" AI Enabled, IP public view monitor (AI PVM) PIP & PBP support,1080p (1920 x 1080 60Hz), HDMI, Ethernet, 16:9 aspect ratio, Built-in speaker (2x2 W), VESA mountable (100 x 100mm / 200 x 100mm), black casing, AI face & Object detection. Display for visual deterrent, customizable text overlay with pre-configured "recording in progress" OSD 2MP IP camera built-in, 3.06mm fixed lens, (107.7" H and 59.0V), 120dB WDR, H.265/H.264/MJPEG, slide show & live video, micro SD/SDHC/SDXC, bi-directional audio, hallway view mode, portrait and landscape display support, HPoE 802.3bt, DC 24V. ***Power adapter not included*** | Info | 2500
Monitor | SMT-2721PV | 27” AI PVM Monitor (Non PIP/PBP) |  |  | PVM Monitor | NDAA compliant | 27” AI Enabled IP public view monitor (AI PVM),1080p (1920 x 1080 60Hz), HDMI (x2), Ethernet, 16:9 Aspect Ratio, Built-in speaker (2W x2), Face Detection for Visual Deterrence, AI Analytics, Customizable Banner Overlay Messages, Built-In 2MP IP Camera, 3.06mm Fixed Lens (107.7" H, 59.0V), 120dB WDR, H.265/H.264/MJPEG, Slide Show & Live Video, Micro SD/SDHC/SDXC, VESA Compatible (100x100 / 200x100 / 200x200), Black Cabinet, Hallway View Mode, Portrait and Landscape Display Support, HPoE 802.3bt, DC 24V. ***Power adapter not included*** | Info | 1850
Monitor | SMT-1030PV | 10" IP PVM Monitor (Black) |  |  | PVM Monitor | NDAA Compliant | 10.1" IP public view monitor, 1024x600, Ethernet, 16:9 aspect ratio, VESA mountable (75 x 75mm), black casing, face detection display for visual deterrent, customizable text overlay with pre-configured "recording in progress" OSD, 2MP IP camera built-in, 4.6mm fixed lens (73.8°H), 150dB WDR, H.265/H.264/MJPEG, WiseStream II compression technology, micro SD/SDHC/SDXC, 12V DC, PoE+ | Info | 970
Monitor | SMT-1031PV | 10" AI PVM Monitor (Non PIP/PBP, Black) |  |  | PVM Monitor | NDAA Compliant | 10.1" AI enabled IP public view monitor (AI PVM), Black Color ,1080p (1024x600 @60Hz), HDMI, Ethernet, 16:9 aspect ratio, Built-in speaker (8 Ohn, 1W x 2), VESA mountable (75 x 75mm), AI face & Object detection display for visual deterrent, OSD, Slid show and logo image support 2MP IP camera built-in, 3.06mm fixed lens(107.7" H and 59.0V), 120dB WDR, H.265/H.264/MJPEG, slide show & live video, PoE+ 802.3at, DC 24V. ***Power adapter not included*** | Info | 1000
Monitor | SMT-1031PVW | 10" AI PVM Monitor (Non PIP/PBP, White) |  |  | PVM Monitor | NDAA Compliant | 10.1”AI enabled IP public view monitor (AI PVM), White Color ,1080p (1024x600 @60Hz), HDMI, Ethernet, 16:9 aspect ratio, Built-in speaker (8 Ohn, 1W x 2), VESA mountable (75 x 75mm), AI face & Object detection display for visual deterrent, OSD, Slid show and logo image support 2MP IP camera built-in, 3.06mm fixed lens(107.7" H and 59.0V), 120dB WDR, H.265/H.264/MJPEG, slide show & live video, PoE+ 802.3at, DC 24V. ***Power adapter not included*** | Info | 1000
Monitor | SMT-4343 | 43" UHD Monitor |  |  | Monitor | NDAA Compliant EOS Limited stock available | 43" UHD LED Monitor, 4K UHD (3840 x 2160), HDMI, DP, 16:9 aspect ratio, Contrast ratio 1,000 : 1, Response time 8ms, Panel life 30,000 hrs, Audio connector, VESA DPM Compatible (100x100mm, 400x200mm), Designed and tested on 24/7 operation, compatible with SBM-4343 stand (Stand can be purchased separately) | Info | 2060
Monitor | SMT-3240 | 32" UHD Monitor |  |  | Monitor | NDAA Compliant | 32" UHD LED Monitor, 4K UHD (3840 x 2160), HDMI, DP, 16:9 aspect ratio, Contrast ratio 1,000 : 1, Response time 14ms, Panel life 30,000 hrs, Audio connector, VESA DPM Compatible (100x100mm, 400x200mm), Designed and tested on 24/7 operation | Info | 1820
Monitor | SMT-2740 | 27" UHD Monitor |  |  | Monitor | NDAA Compliant | 27" UHD LED Monitor, 4K UHD (3840 × 2160), 300 cd/m², Contrast 1200:1, Viewing Angle 178°/178°, Response Time 14ms, HDMI, DP, two windows PIP/PBP, Designed and tested on 24/7 operation | Info | 1660
Monitor | SMT-3215 | 32" FHD Monitor |  |  | Monitor | NDAA compliant | 32" FHD LED Monitor, 1080p (1920x1080), HDMI, DP, VGA,, 16:9 aspect ratio, Built-in Speaker (2W X 2), VESA DPM Compatible (100x100mm), Designed and tested on 24/7 operation | Info | 1600
Monitor | SMT-2710 | 27" FHD Monitor |  |  | Monitor | NDAA Compliant | 27" FHD LED Monitor, 1080p (1920×1080), 250 cd/m², Contrast 4000:1, Viewing Angle 178°/178°, Response Time 6.5ms, HDMI, DP, VGA, Designed and tested on 24/7 operation | Info | 1330
Monitor | SMT-2431 | 24" FHD Monitor |  |  | Monitor | NDAA Compliant | 24" FHD LED Monitor, Frameless Design, Support up to 1920 x 1080 resolution, Contrast ratio 4000:1, Viewing Angle (H/V) 178°/178°, Response Time 14ms, Video Input HDMI and VGA, Designed and tested on 24/7 operation | Info | 990
Monitor | SMT-2212 | 22" FHD Monitor |  |  | Monitor | NDAA Compliant | 22" FHD LED Monitor, Frameless Design, Support up to 1920 x 1080 resolution, Contrast ratio 3000:1, Viewing Angle (H/V) 178°/178°, Response Time 6.5ms, Video Input HDMI and VGA, Designed and tested on 24/7 operation | Info | 840
Monitor Stand | SBM-4343 | Monitor Stand Compatible with SMT-4343, 3234, 3240 |  |  |  | NDAA compliant | Monitor Stand Compatible with SMT-4343, 3234, 3240 | Info | 110
Adapter | SPU-60241 | DC 24V Adapter for AI PVM |  |  |  | NDAA compliant | 60W(24V) Adaptor + Power Cord package, compatible with PVM lineup (SMT-3221PV/3231PV, SMT-2721PV/2731PV, SMT-1031PV/1031PVW) | Info | 99
Controllers
Controller - Analog | SPC-2001 | Controller |  |  | Controller | NDAA Compliant | Controller, 3-Axis 12 button USB Joystick Controller for NVRs WAVE SSM and Wisenet Viewer | Info | 985
Controller - Analog | SPC-7000 | Controller |  |  | Controller | EOS Limited stock available | Controller, IP system keyboard with touch screen TFT LCD, Interchangeable 3D joystick & jog shuttle for left or right handed users, RS-485, DVR/NVR, Matrix & PTZ control, 1CH video input/output, SSM using USB interface only. |  | 1300
Controller - Analog | SPC-2010 | Controller |  |  | Controller | NDAA Compliant | Controller, 3D joystick, 2 line text LCD display, built-in jog shuttle, up to 255 PTZ/zoom cameras, RS-485, DVR, supports Multi-protocol | Info | 833
Controller - Analog | SPC-1010 | Controller |  |  | Controller | NDAA Compliant | Controller, PTZ joystick controller, 2 line text LCD display, up to 255 PTZ/zoom cameras, RS-485 | Info | 461
BCR Solution
Camera - Network | TNS-9040IBC | Barcode Reader Camera | T Series | 4K | Bullet | NDAA compliant | T series network BCR (Barcode Reader Camera) for Barcode Reading and Video Monitoring. Mono: 4K, Color: 4K. Max 20fps @ 4K MONO/COLOR each. 16mm machine vision lens. Removable and replaceable LED module (32 LEDs module is default) Track barcodes on high speed conveyor belt moving at 2m/s (6.5ft/s). Preinstalled WiseBCR App support 1D/2D Barcode recognition. Humidity control with AIR vent. EN 60068-2-6 (vibration resistance), EN 60068-2-27 (shock resistance). Operating temperature -40°C~+55°C, IP67, IK10, 24VDC, Max 28.6W(LED on), Typical 13.7W(LED off). Accessories available to purchase separately - M12 Ethernet Cable (2/5/10m), M12 Power Cable (2/5/10m) and Power Supply Unit 24VDC for UK and EU | Info | 9500
Camera - Network | TNS-9050IBC | Barcode Reader Camera | T Series | 4K | Bullet | NDAA compliant | T series network BCR (Barcode Reader Camera) for Barcode Reading and Video Monitoring. Mono: 4K, Color: 4K. Max 20fps @ 4K MONO/COLOR each. 25mm machine vision lens. Removable and replaceable LED module (32 LEDs module is default) Track barcodes on high speed conveyor belt moving at 2m/s (6.5ft/s). Preinstalled WiseBCR App support 1D/2D Barcode recognition. Humidity control with AIR vent. EN 60068-2-6 (vibration resistance), EN 60068-2-27 (shock resistance). Operating temperature -40°C~+55°C, IP67, IK10, 24VDC, Max 28.6W(LED on), Typical 13.7W(LED off). Accessories available to purchase separately - M12 Ethernet Cable (2/5/10m), M12 Power Cable (2/5/10m) and Power Supply Unit 24VDC for UK and EU | Info | 9500
Camera - Network | TNS-9060IBC | Barcode Reader Camera | T Series | 4K | Bullet | NDAA compliant | T series network BCR (Barcode Reader Camera) for Barcode Reading and Video Monitoring. Mono: 4K, Color: 4K. Max 20fps @ 4K MONO/COLOR each. 35mm machine vision lens. Removable and replaceable LED module (48 LEDs module is default) Track barcodes on high speed conveyor belt moving at 2m/s (6.5ft/s). Preinstalled WiseBCR App support 1D/2D Barcode recognition. Humidity control with AIR vent. EN 60068-2-6 (vibration resistance), EN 60068-2-27 (shock resistance). Operating temperature -40°C~+55°C, IP67, IK10, 24VDC, Max 35.4W(LED on), Typical 13.7W(LED off). Accessories available to purchase separately - M12 Ethernet Cable (2/5/10m), M12 Power Cable (2/5/10m) and Power Supply Unit 24VDC for UK and EU | Info | 9500
Accessory | SPP-C12020P | BCR Camera Cable |  |  | M12 Power Cable | NDAA Compliant | BCR Camera M12 Power cable, 2 meters length, IP67 rated, black colour, connector A is pre-terminated M12, connector B is unterminated cable cores. Compatible with TNS-9040IBC, TNS-9050IBC, TNS-9060IBC. | Info | 79
Accessory | SPP-C12050P | BCR Camera Cable |  |  | M12 Power Cable | NDAA Compliant | BCR Camera M12 Power cable, 5 meters length, IP67 rated, black colour, connector A is pre-terminated M12, connector B is unterminated cable cores. Compatible with TNS-9040IBC, TNS-9050IBC, TNS-9060IBC. | Info | 97
Accessory | SPP-C12100P | BCR Camera Cable |  |  | M12 Power Cable | NDAA Compliant | BCR Camera M12 Power cable, 10 meters length, IP67 rated, black colour, connector A is pre-terminated M12, connector B is unterminated cable cores. Compatible with TNS-9040IBC, TNS-9050IBC, TNS-9060IBC. | Info | 116
Accessory | SPP-C08020E | BCR Camera Cable |  |  | M12 Ethernet Cable | NDAA Compliant | BCR Camera M12 Ethernet cable, 2 meters length, IP68 rated, blue colour, connector A is pre-terminated M12, connector B is pre-terminated RJ45. Compatible with TNS-9040IBC, TNS-9050IBC, TNS-9060IBC. | Info | 79
Accessory | SPP-C08050E | BCR Camera Cable |  |  | M12 Ethernet Cable | NDAA Compliant | BCR Camera M12 Ethernet cable, 5 meters length, IP68 rated, blue colour, connector A is pre-terminated M12, connector B is pre-terminated RJ45. Compatible with TNS-9040IBC, TNS-9050IBC, TNS-9060IBC. | Info | 97
Accessory | SPP-C08100E | BCR Camera Cable |  |  | M12 Ethernet Cable | NDAA Compliant | BCR Camera M12 Ethernet cable, 10 meters length, IP68 rated, blue colour, connector A is pre-terminated M12, connector B is pre-terminated RJ45. Compatible with TNS-9040IBC, TNS-9050IBC, TNS-9060IBC. | Info | 116
PSU | SNC-PS-60-EU | Hanwha PSU |  |  | PSU - EU | NDAA Compliant | Commercial Grade Desktop Power Supply, 24V Output, 60W (2.5A), 2.1mm DC Plug, EU Power Plug. Compatible with TNS-9040IBC, TNS-9050IBC, TNS-9060IBC | info | 83
PSU | SNC-PS-60-UK | Hanwha PSU |  |  | PSU - UK | NDAA Compliant | Commercial Grade Desktop Power Supply, 24V Output, 60W (2.5A), 2.1mm DC Plug, UK Power Plug. Compatible with TNS-9040IBC, TNS-9050IBC, TNS-9060IBC | info | 83
AI appliance
AI appliance | AIB-800 | 8CH AI Box |  |  | AI Box | NDAA Compliant | AI appliance capable of adding AI features to non-AI cameras, Up to 8CH support, Max resolution 8K, protocols: SUNAPI, ONVIF, Video Analytics based on AI [Object detection and classification (Person, Face, Vehicle, License plate), Attribute, BestShot] People counting, Vehicle counting, Queue management, Heatmap based on AI, Operating Temperature: 0°C to 40°C (32℉ to 104℉), Power: 12VDC | info | 4350
Open Platform Application License
Open Platform Application License | AIA-C01BLK | Blocked Exit Detection x1 |  |  | AI Pack | NDAA Compliant | One Camera License for Blocked Exit Detection Open Platform Application. To be installed on Compatible P-Series Cameras (PNV-A9081R, PNO-A9081R​, PND-A9081RV, PND-A9081RF​, PND-A9081RVX, PNV-A9081RX​, PNB-A9001, PNV-A6081R​, PNO-A6081R, PND-A6081RV, PND-A6081RF​, ​PNB-A6001) This analytics requires WiseAI application to be installed. | info | 100
Open Platform Application License | AIA-C01FAC | Factory and Safety Pack License x1 |  |  | AI Pack | NDAA Compliant | One Camera License for Factory and Safety Open Platform Application. To be installed on Compatible P-Series Cameras (PNV-A9081R, PNO-A9081R​, PND-A9081RV, PND-A9081RF​, PND-A9081RVX, PNV-A9081RX​, PNB-A9001, PNV-A6081R​, PNO-A6081R, PND-A6081RV, PND-A6081RF​, ​PNB-A6001) | info | 300
Open Platform Application License | AIA-C01RET | Retail Solution Pack License x1 |  |  | AI Pack | NDAA Compliant | One Camera License for Retail & Business pack Open Platform Application. To be installed on Compatible P-Series Cameras (PNV-A9081R, PNO-A9081R​, PND-A9081RV, PND-A9081RF​, PND-A9081RVX, PNV-A9081RX​, PNB-A9001, PNV-A6081R​, PNO-A6081R, PND-A6081RV, PND-A6081RF​, ​PNB-A6001) | info | 200
Open Platform Application License | AIA-C01TRF | Traffic Solution Pack License x1 |  |  | AI Pack | NDAA Compliant | One Camera License for Intellgent Traffic Solution Open Platform Application. To be installed on Compatible P-Series Cameras (PNV-A9081R, PNO-A9081R​, PND-A9081RV, PND-A9081RF​, PND-A9081RVX, PNV-A9081RX​, PNB-A9001, PNV-A6081R​, PNO-A6081R, PND-A6081RV, PND-A6081RF​, ​PNB-A6001) | info | 500
VMS
SSM 2.x | SSW-CH00L | Core Server - Viewer licence |  |  | VMS | NDAA Compliant | SSM 2.x Core Server - HTW, ONVIF viewing licence | info | FOC
SSM 2.x | SSW-CH01L | Core Server - 1CH HTW, ONVIF recording |  |  | VMS | NDAA Compliant | SSM 2.x Core Server - 1CH HTW, ONVIF recording licence | info | 95
SSM 2.x | SSW-CH04L | Core Server - 4CH HTW, ONVIF recording |  |  | VMS | NDAA Compliant | SSM 2.x Core Server - 4CH HTW, ONVIF recording | info | 380
SSM 2.x | SSW-CH08L | Core Server - 8CH HTW, ONVIF recording |  |  | VMS | NDAA Compliant | SSM 2.x Core Server - 8CH HTW, ONVIF recording | info | 760
SSM 2.x | SSW-CH16L | Core Server - 16CH HTW, ONVIF recording |  |  | VMS | NDAA Compliant | SSM 2.x Core Server - 16CH HTW, ONVIF recording | info | 1520
SSM 2.x | SSW-CH32L | Core Server - 32CH HTW, ONVIF recording |  |  | VMS | NDAA Compliant | SSM 2.x Core Server - 32CH HTW, ONVIF recording | info | 3040
SSM 2.x | SSW-CH64L | Core Server - 64CH HTW, ONVIF recording |  |  | VMS | NDAA Compliant | SSM 2.x Core Server - 64CH HTW, ONVIF recording | info | 6080
SSM 2.x | SSW-CH128L | Core Server - 128CH HTW, ONVIF recording |  |  | VMS | 25% Lower price than separate channels. NDAA Compliant | SSM 2.x Core Server - 128CH HTW, ONVIF recording licence | info | 9120
SSM 2.x | SSW-CH9000 | VLTS license |  |  | VMS | NDAA Compliant | VLTS license | info | 1200
SSM 2.x | SSW-VD10L | Virtual Matrix Decoder |  |  | VMS | NDAA Compliant | SSM 2.x Virtual Matrix Decoder | info | 538
SSM 2.x | SSW-TS10L | SSM Transaction server |  |  | VMS | NDAA Compliant | SSM 2.x Transaction server | info | 3040
SSM 2.x | SSW-PL01L | SSM ANPR Module |  |  | VMS | NDAA Compliant | SSM 2.x ANPR Module – 1CH of ANPR in SSM. Requires IP Channels + Recording Server | info | 440
SSM 2.x | SSW-PL02L | SSM ANPR Module |  |  | VMS | NDAA Compliant | SSM 2.x ANPR Module – 2CH of ANPR in SSM. Requires IP Channels + Recording Server | info | 870
SSM 2.x | SSW-PL03L | SSM ANPR Module |  |  | VMS | NDAA Compliant | SSM 2.x ANPR Module – 3CH of ANPR in SSM. Requires IP Channels + Recording Server | info | 1300
SSM 2.x | SSW-PL04L | SSM ANPR Module |  |  | VMS | NDAA Compliant | SSM 2.x ANPR Module – 4CH of ANPR in SSM. Requires IP Channels + Recording Server | info | 1740
SSM 2.x | SSW-PL10L | SSM ANPR Module |  |  | VMS | NDAA Compliant | SSM 2.x ANPR Module – 5CH + of ANPR in SSM. Requires IP Channels + Recording Server | info | 4340
3rd Party Products
VMS
Wisenet WAVE | WAVE-PRO-01 | WAVE, 1x IP camera license |  |  |  | NDAA Compliant | WAVE Professional License. Enables one (1) IP stream recording, includes life-time SW upgrade. No annual & maintenance cost required. (Maximum justified deactivations 3 times via technical support) | info | 133
Wisenet WAVE | WAVE-PRO-04 | WAVE, 4x IP camera license |  |  |  | NDAA Compliant | WAVE Professional License. Enables four (4) IP stream recording, includes life-time SW upgrade. No annual & maintenance cost required. (Maximum justified deactivations 3 times via technical support) | info | 532
Wisenet WAVE | WAVE-PRO-08 | WAVE, 8x IP camera license |  |  |  | NDAA Compliant | WAVE Professional License. Enables eight (8) IP stream recording, includes life-time SW upgrade. No annual & maintenance cost required. (Maximum justified deactivations 3 times via technical support) | info | 1064
Wisenet WAVE | WAVE-PRO-16 | WAVE, 16x IP camera license |  |  |  | NDAA Compliant | WAVE Professional License. Enables sixteen (16) IP stream recording, includes life-time SW upgrade. No annual & maintenance cost required. (Maximum justified deactivations 3 times via technical support) | info | 2128
Wisenet WAVE | WAVE-PRO-24 | WAVE, 24x IP camera license |  |  |  | NDAA Compliant | WAVE Professional License. Enables twenty-four (24) IP stream recording, includes life-time SW upgrade. No annual & maintenance cost required. (Maximum justified deactivations 3 times via technical support) | info | 3192
Wisenet WAVE | WAVE-PRO-48 | WAVE, 48x IP camera license |  |  |  | NDAA Compliant | WAVE Professional License. Enables forty-eight (48) IP stream recording, includes life-time SW upgrade. No annual & maintenance cost required. (Maximum justified deactivations 3 times via technical support) | info | 6384
Wisenet WAVE | WAVE-VW-02 | WAVE, Video Wall license |  |  |  | NDAA Compliant | WAVE Video Wall License. Enables up to two (2) monitors, includes life-time SW upgrade. No annual & maintenance cost required. (Maximum justified deactivations 3 times via technical support) | info | 823
Wisenet WAVE | WAVE-ENC-04 | WAVE, 4 channel encoder license |  |  |  | NDAA Compliant | WAVE Encoder License. Enables up to four (4) recording channels, includes life-time SW upgrade. No annual & maintenance cost required. (Maximum justified deactivations 3 times via technical support) | info | 116
Wisenet WAVE | WAVE-IO-01 | WAVE, I/O module license |  |  |  | NDAA Compliant | WAVE I/O License. Enables one (1) I/O module, includes life-time SW upgrade. No annual & maintenance cost required. (Maximum justified deactivations 3 times via technical support) | info | 116
Wisenet WAVE | WAVE-EMB-04 | WAVE, 4 channel embedded recorder |  |  |  | NDAA Compliant | WAVE Embedded Recorder License. Enables four (4) channel Hanwha Embedded Recorder playback, includes life-time SW upgrade. No annual & maintenance cost required. (Maximum justified deactivations 3 times via technical support) | info | 116
WAVE APPLIANCE
WAVE Appliance | WRN-810S-4CH | Wisenet WAVE 1U PoE NVR with 4CH WAVE licence |  |  |  | NDAA compliant EOS Limited stock available | 1U Wisenet WAVE Network Video Recorder with 4 Professional licenses, Wisenet WAVE pre-installed, up to 80 Mbps recording B/W, 2x HDD Bays (3.5") up to 12TB, Intel CPU, Linux Ubuntu, HDMI, VGA output, 8 PoE+ camera ports with 100W total PoE budget, 164W power supply, Mouse included, Rail mount brackets included, No HDD included (barebone) |  | 1782
WAVE Appliance | WRN-810S-4CH-4TB-HDV2 | Wisenet WAVE 1U PoE NVR - 4TB with 4CH WAVE licence |  |  |  | NDAA compliant EOS Limited stock available | 1U Wisenet WAVE Network Video Recorder with 4 Professional licenses, Wisenet WAVE pre-installed, Seagate SkyHawk 4TB raw, up to 80 Mbps recording B/W, 2x HDD Bays (3.5") up to 12TB, Intel CPU, Linux Ubuntu, HDMI, VGA output, 8 PoE+ camera ports with 100W total PoE budget, 164W power supply, Mouse included, Rail mount brackets included |  | 2002
WAVE Appliance | WRN-810S-4CH-6TB-HDV2 | Wisenet WAVE 1U PoE NVR - 6TB with 4CH WAVE licence |  |  |  | NDAA compliant EOS Limited stock available | 1U Wisenet WAVE Network Video Recorder with 4 Professional licenses, Wisenet WAVE pre-installed, Seagate SkyHawk 6TB raw (ST6000VX009), up to 80 Mbps recording B/W, 2x HDD Bays (3.5") up to 12TB, Intel CPU, Linux Ubuntu, HDMI, VGA output, 8 PoE+ camera ports with 100W total PoE budget, 164W power supply, Mouse included, Rail mount brackets included |  | 2182
WAVE Appliance | WRN-810S-8CH | Wisenet WAVE 1U PoE NVR with 8CH WAVE licence |  |  |  | NDAA compliant EOS Limited stock available | 1U Wisenet WAVE Network Video Recorder with 8 Professional licenses, Wisenet WAVE pre-installed, up to 80 Mbps recording B/W, 2x HDD Bays (3.5") up to 12TB, Intel CPU, Linux Ubuntu, HDMI, VGA output, 8 PoE+ camera ports with 100W total PoE budget, 164W power supply, Mouse included, Rail mount brackets included, No HDD included (barebone) |  | 2314
WAVE Appliance | WRN-810S-8CH-4TB-HDV2 | Wisenet WAVE 1U PoE NVR - 4TB with 8CH WAVE licence |  |  |  | NDAA compliant EOS Limited stock available | 1U Wisenet WAVE Network Video Recorder with 8 Professional licenses, Wisenet WAVE pre-installed, Seagate SkyHawk 4TB raw, up to 80 Mbps recording B/W, 2x HDD Bays (3.5") up to 12TB, Intel CPU, Linux Ubuntu, HDMI, VGA output, 8 PoE+ camera ports with 100W total PoE budget, 164W power supply, Mouse included, Rail mount brackets included |  | 2534
WAVE Appliance | WRN-810S-8CH-6TB-HDV2 | Wisenet WAVE 1U PoE NVR - 6TB with 8CH WAVE licence |  |  |  | NDAA compliant EOS Limited stock available | 1U Wisenet WAVE Network Video Recorder with 8 Professional licenses, Wisenet WAVE pre-installed, Seagate SkyHawk 6TB raw (ST6000VX009), up to 80 Mbps recording B/W, 2x HDD Bays (3.5") up to 12TB, Intel CPU, Linux Ubuntu, HDMI, VGA output, 8 PoE+ camera ports with 100W total PoE budget, 164W power supply, Mouse included, Rail mount brackets included |  | 2730
WAVE Appliance | WRN-810S-8CH-12TB-HDV2 | Wisenet WAVE 1U PoE NVR - 12TB with 8CH WAVE licence |  |  |  | NDAA compliant EOS Limited stock available | 1U Wisenet WAVE Network Video Recorder with 8 Professional licenses, Wisenet WAVE pre-installed, Seagate SkyHawk 2 x 6TB raw (ST6000VX009), up to 80 Mbps recording B/W, 2x HDD Bays (3.5") up to 12TB, Intel CPU, Linux Ubuntu, HDMI, VGA output, 8 PoE+ camera ports with 100W total PoE budget, 164W power supply, Mouse included, Rail mount brackets included |  | 3080
WAVE Appliance | WRN-1610S-4CH | Wisenet WAVE 2U PoE NVR with 4CH WAVE licence |  |  |  | NDAA compliant EOS Limited stock available | 2U Wisenet WAVE Network Video Recorder with 4 Professional licenses, Wisenet WAVE pre-installed, up to 150 Mbps recording B/W, 4x HDD Bays (3.5") up to 24TB, Intel CPU, Linux Ubuntu, HDMI, VGA output, 16 PoE+ camera ports with 200W total PoE budget, 320W power supply, Mouse included, Rail mount brackets included, No HDD included (barebone) |  | 2182
WAVE Appliance | WRN-1610S-4CH-4TB-HDV2 | Wisenet WAVE 2U PoE NVR - 4TB with 4CH WAVE licence |  |  |  | NDAA compliant EOS Limited stock available | 2U Wisenet WAVE Network Video Recorder with 4 Professional licenses, Wisenet WAVE pre-installed, Seagate SkyHawk 4TB raw, up to 150 Mbps recording B/W, 4x HDD Bays (3.5") up to 24TB, Intel CPU, Linux Ubuntu, HDMI, VGA output, 16 PoE+ camera ports with 200W total PoE budget, 320W power supply, Mouse included, Rail mount brackets included |  | 2402
WAVE Appliance | WRN-1610S-4CH-6TB-HDV2 | Wisenet WAVE 2U PoE NVR - 6TB with 4CH WAVE licence |  |  |  | NDAA compliant EOS Limited stock available | 2U Wisenet WAVE Network Video Recorder with 4 Professional licenses, Wisenet WAVE pre-installed, Seagate SkyHawk 6TB raw (ST6000VX009), up to 150 Mbps recording B/W, 4x HDD Bays (3.5") up to 24TB, Intel CPU, Linux Ubuntu, HDMI, VGA output, 16 PoE+ camera ports with 200W total PoE budget, 320W power supply, Mouse included, Rail mount brackets included |  | 2582
WAVE Appliance | WRN-1610S-4CH-8TB-HDV2 | Wisenet WAVE 2U PoE NVR - 8TB with 4CH WAVE licence |  |  |  | NDAA compliant EOS Limited stock available | 2U Wisenet WAVE Network Video Recorder with 4 Professional licenses, Wisenet WAVE pre-installed, Seagate SkyHawk 2x 4TB raw (ST4000VX016), up to 150 Mbps recording B/W, 4x HDD Bays (3.5") up to 24TB, Intel CPU, Linux Ubuntu, HDMI, VGA output, 16 PoE+ camera ports with 200W total PoE budget, 320W power supply, Mouse included, Rail mount brackets included |  | 2612
WAVE Appliance | WRN-1610S-8CH | Wisenet WAVE 2U PoE NVR with 8CH WAVE licence |  |  |  | NDAA compliant EOS Limited stock available | 2U Wisenet WAVE Network Video Recorder with 8 Professional licenses, Wisenet WAVE pre-installed, up to 150 Mbps recording B/W, 4x HDD Bays (3.5") up to 24TB, Intel CPU, Linux Ubuntu, HDMI, VGA output, 16 PoE+ camera ports with 200W total PoE budget, 320W power supply, Mouse included, Rail mount brackets included, No HDD included (barebone) |  | 2714
WAVE Appliance | WRN-1610S-8CH-4TB-HDV2 | Wisenet WAVE 2U PoE NVR - 4TB with 8CH WAVE licence |  |  |  | NDAA compliant EOS Limited stock available | 2U Wisenet WAVE Network Video Recorder with 8 Professional licenses, Wisenet WAVE pre-installed, Seagate SkyHawk 4TB raw, up to 150 Mbps recording B/W, 4x HDD Bays (3.5") up to 24TB, Intel CPU, Linux Ubuntu, HDMI, VGA output, 16 PoE+ camera ports with 200W total PoE budget, 320W power supply, Mouse included, Rail mount brackets included |  | 2934
WAVE Appliance | WRN-1610S-8CH-6TB-HDV2 | Wisenet WAVE 2U PoE NVR - 6TB with 8CH WAVE licence |  |  |  | NDAA compliant EOS Limited stock available | 2U Wisenet WAVE Network Video Recorder with 8 Professional licenses, Wisenet WAVE pre-installed, Seagate SkyHawk 6TB raw (ST6000VX009), up to 150 Mbps recording B/W, 4x HDD Bays (3.5") up to 24TB, Intel CPU, Linux Ubuntu, HDMI, VGA output, 16 PoE+ camera ports with 200W total PoE budget, 320W power supply, Mouse included, Rail mount brackets included |  | 3120
WAVE Appliance | WRN-1610S-8CH-8TB-HDV2 | Wisenet WAVE 2U PoE NVR - 8TB with 8CH WAVE licence |  |  |  | NDAA compliant EOS Limited stock available | 2U Wisenet WAVE Network Video Recorder with 8 Professional licenses, Wisenet WAVE pre-installed, Seagate SkyHawk 2x 4TB raw (ST4000VX016), up to 150 Mbps recording B/W, 4x HDD Bays (3.5") up to 24TB, Intel CPU, Linux Ubuntu, HDMI, VGA output, 16 PoE+ camera ports with 200W total PoE budget, 320W power supply, Mouse included, Rail mount brackets included |  | 3180
WAVE Appliance | WRN-1610S-16CH | Wisenet WAVE 2U PoE NVR with 16CH WAVE licence |  |  |  | NDAA compliant EOS Limited stock available | 2U Wisenet WAVE Network Video Recorder with 16 Professional licenses, Wisenet WAVE pre-installed, up to 150 Mbps recording B/W, 4x HDD Bays (3.5") up to 24TB, Intel CPU, Linux Ubuntu, HDMI, VGA output, 16 PoE+ camera ports with 200W total PoE budget, 320W power supply, Mouse included, Rail mount brackets included, No HDD included (barebone) |  | 3778
WAVE Appliance | WRN-1610S-16CH-4TB-HDV2 | Wisenet WAVE 2U PoE NVR - 4TB with 16CH WAVE licence |  |  |  | NDAA compliant EOS Limited stock available | 2U Wisenet WAVE Network Video Recorder with 16 Professional licenses, Wisenet WAVE pre-installed, Seagate SkyHawk 4TB raw, up to 150 Mbps recording B/W, 4x HDD Bays (3.5") up to 24TB, Intel CPU, Linux Ubuntu, HDMI, VGA output, 16 PoE+ camera ports with 200W total PoE budget, 320W power supply, Mouse included, Rail mount brackets included |  | 3998
WAVE Appliance | WRN-1610S-16CH-6TB-HDV2 | Wisenet WAVE 2U PoE NVR - 6TB with 16CH WAVE licence |  |  |  | NDAA compliant EOS Limited stock available | 2U Wisenet WAVE Network Video Recorder with 16 Professional licenses, Wisenet WAVE pre-installed, Seagate SkyHawk 6TB raw (ST6000VX009), up to 150 Mbps recording B/W, 4x HDD Bays (3.5") up to 24TB, Intel CPU, Linux Ubuntu, HDMI, VGA output, 16 PoE+ camera ports with 200W total PoE budget, 320W power supply, Mouse included, Rail mount brackets included |  | 4270
WAVE Appliance | WRN-1610S-16CH-8TB-HDV2 | Wisenet WAVE 2U PoE NVR - 8TB with 16CH WAVE licence |  |  |  | NDAA compliant EOS Limited stock available | 2U Wisenet WAVE Network Video Recorder with 16 Professional licenses, Wisenet WAVE pre-installed, Seagate SkyHawk 2x 4TB raw (ST4000VX016), up to 150 Mbps recording B/W, 4x HDD Bays (3.5") up to 24TB, Intel CPU, Linux Ubuntu, HDMI, VGA output, 16 PoE+ camera ports with 200W total PoE budget, 320W power supply, Mouse included, Rail mount brackets included |  | 4330
WAVE Appliance | WRN-1610S-16CH-24TB-HDV2 | Wisenet WAVE 2U PoE NVR - 24TB with 16CH WAVE licence |  |  |  | NDAA compliant EOS Limited stock available | 2U Wisenet WAVE Network Video Recorder with 16 Professional licenses, Wisenet WAVE pre-installed, Seagate SkyHawk 4x 6TB raw (ST6000VX009), up to 150 Mbps recording B/W, 4x HDD Bays (3.5") up to 24TB, Intel CPU, Linux Ubuntu, HDMI, VGA output, 16 PoE+ camera ports with 200W total PoE budget, 320W power supply, Mouse included, Rail mount brackets included |  | 5330
WAVE Appliance | WRN-2010S | WAVE recording server with PoE+ |  |  |  | NDAA Compliant | 1U WAVE NVR, supports: 16 channels with 8 PoE/PoE+ ports (PoE Budget 100W), 2x HDD Bays (10TB max per HDD) | info | 2300
WAVE Appliance | WRN-2010S-4CH-6TB | WAVE recording server with PoE+ (16Ch + 4 WAVE licences) |  |  |  | NDAA Compliant | 1U WAVE NVR with 4 WAVE Professional licenses pre installed, supports: 16 channels with 8 PoE/PoE+ ports (PoE Budget 100W), 2x HDD Bays (10TB max per HDD), 1x6TB HDD included | info | 3490
WAVE Appliance | WRN-2010S-8CH-8TB | WAVE recording server with PoE+ (16Ch + 8 WAVE licences) |  |  |  | NDAA Compliant | 1U WAVE NVR with 8 WAVE Professional licenses pre installed, supports: 16 channels with 8 PoE/PoE+ ports (PoE Budget 100W), 2x HDD Bays (10TB max per HDD), 1x8TB HDD included | info | 4300
WAVE Appliance | WRN-2010S-16CH-16TB | WAVE recording server with PoE+ (16Ch + 16 WAVE licences) |  |  |  | NDAA Compliant | 1U WAVE NVR with 16 WAVE Professional licenses pre installed, supports: 16 channels with 8 PoE/PoE+ ports (PoE Budget 100W), 2x HDD Bays (10TB max per HDD), 2x 8TB HDD included | info | 6030
WAVE Appliance | WRN-2110B1 | WAVE recording server |  |  |  | NDAA Compliant | 2U WAVE NVR, supports: 36 channels, 4x HDD Bays (10TB max per HDD) | info | 2500
WAVE Appliance | WRN-2110B1-4CH-6TB | WAVE recording server (36Ch + 4 WAVE licences) |  |  |  | NDAA Compliant | 2U WAVE NVR with 4 WAVE Professional licenses pre installed, supports: 36 channels 4x HDD Bays (10TB max per HDD), 1x6TB HDD included | info | 3710
WAVE Appliance | WRN-2110B1-16CH-16TB | WAVE recording server (36Ch + 16 WAVE licences) |  |  |  | NDAA Compliant | 2U WAVE NVR with 16 WAVE Professional licenses pre installed, supports: 36 channels 4x HDD Bays (10TB max per HDD), 2x8TB HDD included | info | 6240
WAVE Appliance | WRN-2110B1-36CH-40TB | WAVE recording server (36Ch + 36 WAVE licences) |  |  |  | NDAA Compliant | 2U WAVE NVR with 36 WAVE Professional licenses pre installed, supports: 36 channels 4x HDD Bays (10TB max per HDD), 4x10TB HDD included | info | 11160
WAVE Appliance | WRN-2110SB1 | WAVE recording server with PoE+ |  |  |  | NDAA Compliant | 2U WAVE NVR, supports: 36 channels with 16 PoE/PoE+ ports (PoE Budget 200W), 4x HDD Bays (10TB max per HDD) | info | 2800
WAVE Appliance | WRN-2110SB1-4CH-6TB | WAVE recording server with PoE+ (36Ch + 4 WAVE licences) |  |  |  | NDAA Compliant | 2U WAVE NVR with 4 WAVE Professional licenses pre installed, supports: 36 channels with 16 PoE/PoE+ ports (PoE Budget 200W), 4x HDD Bays (10TB max per HDD), 1x6TB HDD included | info | 4040
WAVE Appliance | WRN-2110SB1-16CH-16TB | WAVE recording server with PoE+ (36Ch + 16 WAVE licences) |  |  |  | NDAA Compliant | 2U WAVE NVR with 16 WAVE Professional licenses pre installed, supports: 36 channels with 16 PoE/PoE+ ports (PoE Budget 200W), 4x HDD Bays (10TB max per HDD), 2x8TB HDD included | info | 6570
WAVE Appliance | WRN-2110SB1-36CH-40TB | WAVE recording server with PoE+ (36Ch + 36 WAVE licences) |  |  |  | NDAA Compliant | 2U WAVE NVR with 36 WAVE Professional licenses pre installed, supports: 36 channels with 16 PoE/PoE+ ports (PoE Budget 200W), 4x HDD Bays (10TB max per HDD), 4x10TB HDD included | info | 11480
A.I. Tech
Out of Box products | XNO-6020R-V/INT | 2MP IR Bullet with AI Intrusion-PRO |  |  |  | NDAA Compliant | X series powered by Wisenet 5 network IR outdoor vandal bullet camera with AI-Intrusion-PRO application and 32GB SD card installed, 2MP @60fps, 4mm fixed lens (88.6°), triple codec H.265/H.264/MJPEG with WiseStream II, Multiple streaming, 150dB WDR, True Day & Night (ICR), High Powered IR LEDs with IR viewable length 30m, Advanced Video Analytics and Sound Classification and Business Analytics, Hallway View, Motion detection, Fog detection, HLC, Handover, Digital Image Stabilization, Bi-directional audio and dual SD/SDHC/SDXC slot, USB port for easy installation, IP67, IK10, Nema 4X, PoE/12VDC |  | 1112
Out of Box products | TNO-4030T/INT | VGA Thermal Camera with AI Intrusion-PRO |  |  |  | NDAA Compliant | T series network outdoor thermal bullet camera with AI-Intrusion-PRO application and 32GB SD card installed, VGA @30fps, 13mm fixed lens (48.6°), triple codec H.265/H.264/MJPEG with WiseStream II, Multiple streaming, Hallway View, Motion detection, Tampering detection, Handover, 7 colour palettes, Digital Image Stabilization with built-in Gyro Sensor, Bi-directional audio and microSD/SDHC/SDXC slot, IP66, IK10, Nema 4X, PoE/12VDC/24VAC |  | 7500
Out of Box products | TNO-4040T/INT | VGA Thermal Camera with AI Intrusion-PRO |  |  |  | NDAA Compliant | T series network outdoor thermal bullet camera with AI-Intrusion-PRO application and 32GB SD card installed, VGA @30fps, 19mm fixed lens (32°), triple codec H.265/H.264/MJPEG with WiseStream II, Multiple streaming, Hallway View, Motion detection, Tampering detection, Handover, 7 colour palettes, Digital Image Stabilization with built-in Gyro Sensor, Bi-directional audio and microSD/SDHC/SDXC slot, IP66, IK10, Nema 4X, PoE/12VDC/24VAC |  | 7500
Out of Box products | TNO-4050T/INT | VGA Thermal Camera with AI Intrusion-PRO |  |  |  | NDAA Compliant | T series network outdoor thermal bullet camera with AI-Intrusion-PRO application and 32GB SD card installed, VGA @30fps, 35mm fixed lens (17.2°), triple codec H.265/H.264/MJPEG with WiseStream II, Multiple streaming, Hallway View, Motion detection, Tampering detection, Handover, 7 colour palettes, Digital Image Stabilization with built-in Gyro Sensor, Bi-directional audio and microSD/SDHC/SDXC slot, IP66, IK10, Nema 4X, PoE/12VDC/24VAC |  | 8900
Out of Box products | XNO-6080R/INT | 2MP IR Bullet with AI Intrusion-PRO |  |  |  | NDAA Compliant | X series powered by Wisenet 5 network IR outdoor vandal bullet camera with AI-Intrusion-PRO application and 32GB SD card installed, 2MP @60fps, 2.8 ~ 12.0mm motorized vari-focal lens (4.3x) (119.5°~27.9°), triple codec H.265/H.264/MJPEG with WiseStream II, Multiple streaming, 150dB WDR, True Day & Night (ICR), High Powered IR LEDs with IR viewable length 50m, Advanced Video Analytics and Sound Classification and Business Analytics, Hallway View, Motion detection, Fog detection, HLC, Handover, Digital Image Stabilization, Bi-directional audio and dual SD/SDHC/SDXC slot, USB port for easy installation, IP67, IK10, Nema 4X, PoE/12VDC/24VAC |  | 1458
Software | AIT-PPE-1CH | AI Tech Hardhat and Vest (PPE) 1 Channel Licence |  |  |  | NDAA Compliant | AI Tech AIT-PPE-1CH is edge-based analytics for detection of person without personal protective equipment, available for hardhat and vest. Optional Embedded Dashboard requires 4GB+ SD Card (sold separately). Recommended cameras PNV-A6081R, PND-A6081RV, PNO-A6081R, other models available, consult with local Hanwha sales representative. Includes software evolution plan for the first year. Support packages are recommended AIT-CONF-APP and AIT-OPTIM-APP. |  | 675
Software | AIT-INTRUSION-1CH | AI Tech Intrusion and Loitering 1 Channel Licence |  |  |  | NDAA Compliant | AI Tech AIT-INTRUSION-1CH is edge-based analytics for detection of loitering and intrusion using unlimited virtual lines or virtual areas with filtering of the objects (person/animal/vehicle). Optional Embedded Dashboard requires 4GB+ SD Card (sold separately). Recommended cameras TNO-3010T/3020T/3030T/3040T/3050T/4030T/4040T/4050T/L3030T/L4030T/ L4030TR, PNO-A6081R, PNV-A6081R, XNO-C6083R/6123R/6080R/6120R, XNV-C6083R/6123R/6080R/6120R, other models available, consult with local Hanwha sales representative. Includes software evolution plan for the first year. Support packages are recommended AIT-CONF-APP and AIT-OPTIM-APP |  | 507
Software | AIT-LOST-1CH | AI Tech Abandoned Objects 1 Channel Licence |  |  |  | NDAA Compliant | AI Tech AIT-LOST-1CH is edge-based analytics for detection of abandoned/removed objects with baggage/garbage object classification. Optional Embedded Dashboard requires 4GB+ SD Card (sold separately). Recommended cameras PNO-A6081R, PNV-A6081R, XNO-C6083R, XNV-C6083R, other models available, consult with local Hanwha sales representative. Includes software evolution plan for the first year. Support packages are recommended AIT-CONF-APP and AIT-OPTIM-APP |  | 507
Software | AIT-DASH-PRO-1CH | AI Tech Dashboard Professional 1 Channel Licence |  |  |  | NDAA Compliant | AI Tech AIT-DASH-PRO-1CH is server based Web-Dashboard Professional version. Aggregates events from multiple devices/sites, multi-user management, automatic reporting, advanced integrations (POS/OpenAPI over HTTP), heatmap visualization and live weather services. Includes software evolution plan for the first year. Support packages are recommended AIT-CONF-DASH |  | 338
Support | AIT-SUP-12T | AI Tech Remote Support 12 tickets over 1 Year |  |  |  | NDAA Compliant | AIT-SUP-12T is 12 tickets for remote support carried out by AI Tech personnel. Each ticket entitles to receive support for up to 30 minutes continuously. The tickets are to be used in 12 months since the purchase day. It is required that the system is remotely accessible. |  | 880
Support | AIT-SUP-24T | AI Tech Remote Support 24 tickets over 1 Year |  |  |  | NDAA Compliant | AIT-SUP-24T is 24 tickets for remote support carried out by AI Tech personnel. Each ticket entitles to receive support for up to 30 minutes continuously. The tickets are to be used in 12 months since the purchase day. It is required that the system is remotely accessible. |  | 1408
Support | AIT-SUP-HR | AI Tech Remote Support Hourly Rate |  |  |  | NDAA Compliant | AIT-SUP-HR is hourly rate for remote support carried out by AI Tech personnel. It is required that the system is remotely accessible. |  | 176
Support | AIT-CONF-APP | AI Tech Remote Support 1 Channel App Configuration |  |  |  | NDAA Compliant | AIT-CONF-APP is remote professional services carried out by AI Tech personnel in a single session for Installation and configuration of 1 channel analytics app. It is required that hardware is installed, remotely accessible and product licence is already generated. |  | 176
Support | AIT-OPTIM-APP-1M | AI Tech Remote Support 1 Channel App Optimization 1 Month |  |  |  | NDAA Compliant | AIT-OPTIM-APP is remote professional services carried out by AI Tech personnel for parameters optimization/fine tuning of 1 channel analytics app. The activity lasts 1 month, 2 checks per week (8 checks total). It is required that analytics app is installed, licenced and remotely accessible. |  | 352
Support | AIT-OPTIM-APP-2M | AI Tech Remote Support 1 Channel App Optimization 2 Month |  |  |  | NDAA Compliant | AIT-OPTIM-APP is remote professional services carried out by AI Tech personnel for parameters optimization/fine tuning of 1 channel analytics app. The activity lasts 2 month, 2 checks per week (16 checks total). It is required that analytics app is installed, licenced and remotely accessible. |  | 528
Support | AIT-CONF-DASH | AI Tech Remote Support Dashboard Configuration |  |  |  | NDAA Compliant | AIT-CONF-DASH is remote professional services carried out by AI Tech personnel in a single session for Installation and configuration of Dashboard. It is required that hardware is installed, remotely accessible and product licence is already generated. |  | 212
FF Group
Out of Box products | XNO-6080R/RW | 2MP IR 4.3x Bullet with 32GB SD Card, pre-installed and licensed RoadWatch ANPR application |  | 2MP |  | NDAA Compliant | X series powered by Wisenet 5 network IR outdoor vandal bullet camera with 32GB SD Card, pre-installed and licensed RoadWatch ANPR application; List Management, Smart Search, Statistics, Barrier Trigger, ANPR Setup Wizard, Integration with WAVE VMS, JSON & UTMC protocols, 2MP @60fps, 2.8 ~ 12.0mm motorized varifocal lens (4.3x) (119.5°~27.9°), triple codec H.265/H.264/MJPEG with WiseStream II, Multiple streaming, 150dB WDR, True Day & Night (ICR), High Powered IR LEDs with IR viewable length 50m, HLC, Handover, Digital Image Stabilization, Bi-directional audio, IP67, IK10, Nema 4X, PoE/12VDC/24VAC |  | 1630
Out of Box products | XNO-6120R/RW | 2MP IR 12x Bullet with 32GB SD Card, pre-installed and licensed RoadWatch ANPR application |  | 2MP |  | NDAA Compliant | X series powered by Wisenet 5 network IR outdoor vandal bullet camera with 32GB SD Card, pre-installed and licensed RoadWatch ANPR application; List Management, Smart Search, Statistics, Barrier Trigger, ANPR Setup Wizard, Integration with WAVE VMS, JSON & UTMC protocols, 2MP @60fps, Full HD(1080p), 5.2 ~ 62.4mm optical zoom lens (12x) (54.58°~5.30°), triple codec H.265/H.264/MJPEG with WiseStream II, Multiple streaming, 150dB WDR, True Day & Night (ICR), High Powered IR LEDs with IR viewable length 70m, HLC, Handover, Digital Image Stabilization with built-in Gyro sensor, Bi-directional audio, IP67, IK10, Nema 4X, PoE/12VDC/24VAC |  | 2306
Out of Box products | XNO-6123R/RW | 2MP IR 12x Bullet with 32GB SD Card, pre-installed and licensed RoadWatch ANPR application |  | 2MP |  | NDAA Compliant | X series powered by Wisenet 7 SoC network IR outdoor vandal bullet camera with 32GB SD Card, pre-installed and licensed RoadWatch ANPR application; List Management, Smart Search, Statistics, Barrier Trigger, ANPR Setup Wizard, Integration with WAVE VMS, JSON & UTMC protocols, 2MP @60fps, Full HD (1080p), 5.2 ~ 62.4mm optical zoom lens (12x), H.265/H.264/MJPEG with WiseStream III, Multiple streaming, 150dB WDR, True Day & Night (ICR), High Powered IR LEDs with IR viewable length 90m, LC, PTZ Handover; Digital Image Stabilization with built-in Gyro sensor, IP66/IP67, IK10, Nema 4X, PoE+/12VDC |  | 2504
Out of Box products | XNO-C6083R/RW | 2MP IR 4.3x Bullet with 32GB SD Card, pre-installed and licensed RoadWatch ANPR application |  | 2MP |  | NDAA Compliant | X series AI powered by Wisenet 7 network outdoor vandal bullet camera with 32GB SD Card, pre-installed and licensed RoadWatch ANPR application; List Management, Smart Search, Statistics, Barrier Trigger, ANPR Setup Wizard, Integration with WAVE VMS, JSON & UTMC protocols, 2MP @60fps, 2.8~12mm motorized varifocal lens (4.3x), triple codec H.265/H.264/MJPEG with WiseStream III, Multiple streaming, extreme WDR (150dB), Auto Day & Night (ICR), IR viewable length 40m, Next level Cybersecurity, Digital Image Stabilization with Built-in Gyro sensor, Bi-directional audio, IP66/IP67, IK10, NEMA4X, PoE/12VDC |  | 2104
Out of Box products | XNV-6080R/RW | 2MP IR 4.3x Vandal Dome with 32GB SD Card, pre-installed and licensed RoadWatch ANPR application |  | 2MP |  | NDAA Compliant | X series powered by Wisenet 5 network IR outdoor vandal dome camera with 32GB SD Card, pre-installed and licensed RoadWatch ANPR application; List Management, Smart Search, Statistics, Barrier Trigger, ANPR Setup Wizard, Integration with WAVE VMS, JSON & UTMC protocols, 2MP @60fps, 2.8 ~ 12.0mm motorized varifocal lens (4.3x) (119.5°~27.9°), triple codec H.265/H.264/MJPEG with WiseStream II, Multiple streaming, 150dB WDR, True Day & Night (ICR), High Powered IR LEDs with IR viewable length 50m, HLC, Handover, Digital Image Stabilization, Bi-directional audio, IP67/IP66, IK10, Nema 4X, PoE/12VDC/24VAC |  | 1751
Out of Box products | XNV-C6083R/RW | 2MP IR 4.3x Vandal Dome with 32GB SD Card, pre-installed and licensed RoadWatch ANPR application |  | 2MP |  | NDAA Compliant | X series powered by Wisenet 7 AI network IR outdoor vandal dome camera with 32GB SD Card, pre-installed and licensed RoadWatch ANPR application; List Management, Smart Search, Statistics, Barrier Trigger, ANPR Setup Wizard, Integration with WAVE VMS, JSON & UTMC protocols, 2MP @60fps, 2.8 ~ 12.0mm motorized varifocal lens (4.3x) (119.5°~27.9°), triple codec H.265/H.264 /MJPEG with WiseStream III, Multiple streaming, 150dB WDR, True Day & Night (ICR), High Powered IR LEDs with IR viewable length 40m, HLC, Digital Image Stabilization with Gyro sensor, Bi-directional audio, IP67/IP66, IK10, Nema 4X, PoE/12VDC |  | 2104
Software | FFG-RW-1CH | RoadWatch 1 Channel License |  |  |  | NDAA Compliant | Note: a minimum 32GB Class 10 Micro SD Card is required for event images and integrations to work (order code: SAMSUNG-MB-MJ32KA). RoadWatch 1 Channel License, Edge based ANPR for X Series Wisenet 5 & 7 Cameras, supports 1 Lane with maximum speed of 90km/h(55mph) model dependent, 95% recognition accuracy, Recognition of 42 European Countries, Direction Detection, List Management, Barrier Trigger, Smart Search (full/partial plate, country, date and a combination), Search Export in to Excel format, Statistics Widget (data by day and week), Setup Tools (Wizard, Freeze Frame, Plate Angle & Size), Settings Export/Import and database backup, Integration with WAVE VMS, SSM VMS, JSON & UTMC protocols * Requires SD card (should be purchased separately) |  | 864
a2
Software | A2-NOMASK-APP-1CH | Face Mask Detection App 1CH perpetual license |  |  |  | NDAA Compliant | Face Mask Detection App 1CH perpetual license, includes 12 months warranty. Can be added to Can be added to XNB-6000, XNO-6080R, XNO-6010R, XNO-6080R, XNV-6080, XNV-6080R, XND-6080, XND-6080R, XND-6080V, XND-6080RV, XND-6010, XNV-6010, XND-6020R, XNV-6020R, XNO-6120R, XNV-6120R and XNV-6120, XNV-6011 and XND-6011F models |  | 482.87
Software | A2-NOMASK-APP-25CH | Face Mask Detection App 25CH perpetual license |  |  |  | NDAA Compliant | Face Mask Detection App 25CH perpetual license, includes 12 months warranty. Can be added to XNB-6000, XNO-6080R, XNO-6010R, XNO-6080R, XNV-6080, XNV-6080R, XND-6080, XND-6080R, XND-6080V, XND-6080RV, XND-6010, XNV-6010, XND-6020R, XNV-6020R, XNO-6120R, XNV-6120R and XNV-6120, XNV-6011 and XND-6011F models |  | 9657.32
Software | A2-NOMASK-APP-100CH | Face Mask Detection App 100CH perpetual license |  |  |  | NDAA Compliant | Face Mask Detection App 100CH perpetual license, includes 12 months warranty. Can be added to XNB-6000, XNO-6080R, XNO-6010R, XNO-6080R, XNV-6080, XNV-6080R, XND-6080, XND-6080R, XND-6080V, XND-6080RV, XND-6010, XNV-6010, XND-6020R, XNV-6020R, XNO-6120R, XNV-6120R and XNV-6120, XNV-6011 and XND-6011F models |  | 24143.3
Software | A2-NOMASK-APP-250CH | Face Mask Detection App 250CH perpetual license |  |  |  | NDAA Compliant | Face Mask Detection App 250CH perpetual license, includes 12 months warranty. Can be added to XNB-6000, XNO-6080R, XNO-6010R, XNO-6080R, XNV-6080, XNV-6080R, XND-6080, XND-6080R, XND-6080V, XND-6080RV, XND-6010, XNV-6010, XND-6020R, XNV-6020R, XNO-6120R, XNV-6120R and XNV-6120, XNV-6011 and XND-6011F models |  | 48286.6
Out of Box products | XNV-6011/MSK | 2MP Compact Vandal Dome with Face Mask Detection App |  |  |  | NDAA Compliant | X series powered by Wisenet 5 network outdoor compact vandal dome camera with A2 Face Mask Detection App, 2MP @60fps, 2.8mm fixed lens (112°), triple codec H.265/H.264/MJPEG with WiseStream II, Multiple streaming, 150dB WDR, Electronic Day & Night , Advanced Video Analytics and Business Analytics, Hallway View, Motion detection, Fog detection, HLC, Handover, Digital Image Stabilization, SD/SDHC/SDXC slot, USB port for easy installation, IP66, IK10, Nema 4X, PoE |  | 903
Out of Box products | XND-6010/MSK | 2MP Indoor Dome with Face Mask Detection App |  |  |  | NDAA Compliant | X series powered by Wisenet 5 network indoor dome camera with A2 Face Mask Detection App, 2MP @60fps, 2.4mm fixed lens (139°), triple codec H.265/H.264/MJPEG with WiseStream II, Multiple streaming, 150dB WDR, True Day & Night (ICR), Advanced Video Analytics and Sound Classification and Business Analytics, Hallway View, Motion detection, Fog detection, HLC, Handover, Digital Image Stabilization, Bi-directional audio and dual SD/SDHC/SDXC slot, IK08, PoE/12VDC |  | 975
Out of Box products | XNB-6000/MSK | 2MP Box with Face Mask Detection App |  |  |  | NDAA Compliant | X series powered by Wisenet 5 network box camera with A2 Face Mask Detection App, 2MP @60fps, simple focus, triple codec H.265/H.264/MJPEG with WiseStream II, Multiple streaming, 150dB WDR, True Day & Night (ICR), Advanced Video Analytics and Sound Classification, Hallway View, Motion detection, Fog detection, HLC, Handover, Digital Image Stabilization with built-in Gyro sensor, Bi-directional audio and dual SD/SDHC/SDXC slot, USB port for easy installation, PoE/12VDC/24VAC |  | 1165
Out of Box products | XNO-6080R/MSK | 2MP IR Bullet with Face Mask Detection App |  |  |  | NDAA Compliant | X series powered by Wisenet 5 network IR outdoor vandal bullet camera with A2 Face Mask Detection App, 2MP @60fps, 2.8 ~ 12.0mm motorized vari-focal lens (4.3x) (119.5°~27.9°), triple codec H.265/H.264/MJPEG with WiseStream II, Multiple streaming, 150dB WDR, True Day & Night (ICR), High Powered IR LEDs with IR viewable length 50m, Advanced Video Analytics and Sound Classification, Hallway View, Motion detection, Fog detection, HLC, Handover, Digital Image Stabilization, Bi-directional audio and dual SD/SDHC/SDXC slot, USB port for easy installation, IP67, IK10, Nema 4X, PoE/12VDC/24VAC |  | 1445
Software | A2-AID-PCK100-1CH | AID Analytics License (01-100CH) |  |  |  | NDAA Compliant | Single channel license for server based Automatic Incident Detection (AID) Analytics. Applies to an order between 1-100 channels. Includes first year software upgrades, bug fixes, minor new features and support tickets based on usage of 10 days. ORDER NOTE: Final Bill of Materials for AID project needs to be validated, please contact your local sales representative. |  | 1246.11
Software | A2-AID-PCK250-1CH | AID Analytics License (01-101-250CH) |  |  |  | NDAA Compliant | Single channel license for server based Automatic Incident Detection (AID) Analytics. Applies to an order between 101-250 channels. Includes first year software upgrades, bug fixes, minor new features and support tickets based on usage of 15 days. ORDER NOTE: Final Bill of Materials for AID project needs to be validated, please contact your local sales representative. |  | 1090.34
Software | A2-AID-PCK500-1CH | AID Analytics License (251-500CH) |  |  |  | NDAA Compliant | Single channel license for server based Automatic Incident Detection (AID) Analytics. Applies to an order between 251-500 channels. Includes first year software upgrades, bug fixes, minor new features and support tickets based on usage of 25 days. ORDER NOTE: Final Bill of Materials for AID project needs to be validated, please contact your local sales representative. |  | 934.58
Software | A2-AID-PCK1000-1CH | AID Analytics License (501-1000CH) |  |  |  | NDAA Compliant | Single channel license for server based Automatic Incident Detection (AID) Analytics. Applies to an order between 501-1000 channels. Includes first year software upgrades, bug fixes, minor new features and support tickets based on usage of 30 days. ORDER NOTE: Final Bill of Materials for AID project needs to be validated, please contact your local sales representative. |  | 778.82
Software | A2-AID-PCK1001-1CH | AID Analytics License (1001+CH) |  |  |  | NDAA Compliant | Single channel license for server based Automatic Incident Detection (AID) Analytics. Applies to an order of 1000+ channels. Includes first year software upgrades, bug fixes, minor new features and support tickets based on usage of 45 days. ORDER NOTE: Final Bill of Materials for AID project needs to be validated, please contact your local sales representative. |  | 623.05
Software | A2-AID-INTERFACE-5CH | Web Interface License (5CH) |  |  |  | NDAA Compliant | Bundle of first 5 channel licenses for web-based Interface to report & evaluate AID events and statistics data. ORDER NOTE: Final Bill of Materials for AID project needs to be validated, please contact your local sales representative. |  | FOC
Software | A2-AID-INTERFACE-20CH | Web Interface License (20CH) |  |  |  | NDAA Compliant | Bundle of 20 channel licenses for web-based Interface to report & evaluate AID events and statistics data. ORDER NOTE: Final Bill of Materials for AID project needs to be validated, please contact your local sales representative. |  | 1557.63
Software | A2-AID-INTERFACE-50CH | Web Interface License (50CH) |  |  |  | NDAA Compliant | Bundle of 50 channel licenses for web-based Interface to report & evaluate AID events and statistics data. ORDER NOTE: Final Bill of Materials for AID project needs to be validated, please contact your local sales representative. |  | 3115.26
Software | A2-AID-CENTRAL-BD2 | Multi-site Central Software (up to 2 management servers) |  |  |  | NDAA Compliant | License bundle to connect up to 2 management servers to unify multiple sites for central monitoring. Requires web-based Interface A2-AID-INTERFACE-xx. ORDER NOTE: Final Bill of Materials for AID project needs to be validated, please contact your local sales representative. |  | 7788.16
Software | A2-AID-CENTRAL-BD4 | Multi-site Central Software (up to 4 management servers) |  |  |  | NDAA Compliant | License bundle to connect up to 4 management servers to unify multiple sites for central monitoring. Requires web-based Interface A2-AID-INTERFACE-xx. ORDER NOTE: Final Bill of Materials for AID project needs to be validated, please contact your local sales representative. |  | 10903.43
Software | A2-AID-CENTRAL-BD8 | Multi-site Central Software (up to 8 management servers) |  |  |  | NDAA Compliant | License bundle to connect up to 8 management servers to unify multiple sites for central monitoring. Requires web-based Interface A2-AID-INTERFACE-xx. ORDER NOTE: Final Bill of Materials for AID project needs to be validated, please contact your local sales representative. |  | 15576.32
Software | A2-AID-INTEGRATION | Integration Module License (1 per management server) |  |  |  | NDAA Compliant | Integration module license for single management server. Enables integration with Wisenet WAVE VMS and protocols scuh as MODBUS and OPC. ORDER NOTE: Final Bill of Materials for AID project needs to be validated, please contact your local sales representative. |  | 1557.63
Software | A2-AID-RMSERV-D | Remote professional services (day rate) |  |  |  | NDAA Compliant | Day rate for remote professional services that include system configuration, calibration, testing and training. ORDER NOTE: Final Bill of Materials for AID project needs to be validated, please contact your local sales representative. |  | 1090.34
Software | A2-AID-RMSERV-H | Remote professional services (hourly rate) |  |  |  | NDAA Compliant | Hourly rate for remote professional services that include system configuration, calibration, testing and training. ORDER NOTE: Final Bill of Materials for AID project needs to be validated, please contact your local sales representative. |  | 155.76
Storage
Storage - HDD | ST2000VX017-HW | Seagate SkyHawk HDD 2TB (ST2000VX017) |  |  |  | NDAA Compliant | Seagate SkyHawk 2TB 3.5" Surveillance HDD for use in NVR/DVR, SATA 6Gb/s, max. sustained transfer rate 180MB/s, cache 256MB, average operating/idle power 3.7W/2.5W, MTBF 1m hours, WRL 180TB/year, SkyHawk Health Management and Rescue Data Recovery Services included (ST2000VX017) |  | 138
Storage - HDD | ST4000VX016-HW | Seagate SkyHawk HDD 4TB (ST4000VX016) |  |  |  | NDAA Compliant | Seagate SkyHawk 4TB 3.5" Surveillance HDD for use in NVR/DVR, SATA 6Gb/s, max. sustained transfer rate 180MB/s, cache 256MB, average operating/idle power 3.7W/2.5W, MTBF 1m hours, WRL 180TB/year, SkyHawk Health Management and Rescue Data Recovery Services (ST4000VX016) |  | 189
Storage - HDD | ST6000VX009-HW | Seagate SkyHawk HDD 6TB (ST6000VX009) |  |  |  | NDAA Compliant | Seagate SkyHawk 6TB 3.5" Surveillance HDD drive for use in NVR/DVR, SATA 6Gb/s, 1 M hours MTBF, Worlkload rate limit 180TB/year, SkyHawk Health Management (ST6000VX009) |  | 333
Storage - HDD | ST8000VX010-HW | Seagate SkyHawk AI HDD 8TB (ST8000VX010) |  |  |  | NDAA Compliant | Seagate SkyHawk AI 8TB 3.5" HDD for use in NVR/DVR, SATA 6Gb/s, max. sustained transfer rate 245MB/s, cache 256MB, average operating/idle power 10.1W/7.8W, MTBF 2 m hours, WRL 550 TB/year, SkyHawk Health Management and Rescue Data Recovery Services included (ST8000VX010) |  | 444
Storage - HDD | ST10000VE001-HW | Seagate SkyHawk AI HDD 10TB (ST10000VE001) |  |  |  | NDAA Compliant | Seagate SkyHawk AI 10TB 3.5" HDD for use in NVR/DVR, SATA 6Gb/s, max. sustained transfer rate 245MB/s, cache 256MB, average operating/idle power 10.1W/7.8W, MTBF 2 m hours, WRL 550 TB/year, SkyHawk Health Management and Rescue Data Recovery Services (ST10000VE001) |  | 513
Storage - HDD | ST12000VE003-HW | Seagate SkyHawk AI HDD 12TB (ST12000VE003) |  |  |  | NDAA Compliant | Seagate SkyHawk AI 12TB 3.5" HDD for use in NVR/DVR, SATA 6Gb/s, max. sustained transfer rate 250MB/s, cache 256MB, average operating/idle power 6.8W/4.9W, MTBF 2 m hours, WRL 550 TB/year, SkyHawk Health Management and Rescue Data Recovery Services included (ST12000VE003) |  | 761
Storage - HDD | ST16000VE004-HW | Seagate SkyHawk AI HDD 16TB (ST16000VE004) |  |  |  | NDAA Compliant | Seagate SkyHawk AI 16TB 3.5" HDD for use in NVR/DVR, SATA 6Gb/s, max. sustained transfer rate 250MB/s, cache 256MB, average operating/idle power 6.71W/5.1W, MTBF 2 m hours, WRL 550 TB/year, SkyHawk Health Management and Rescue Data Recovery Services included (ST16000VE004) |  | 892
Storage - HDD | ST2000NM000B-HW | Seagate EXOS Enterprise HDD 2TB (ST2000NM000B) |  |  |  | NDAA Compliant | Seagate EXOS 2TB 3.5" Enterprise HDD drive for use in Storage Servers and NVR that requires RAID storage, SATA 6Gb/s, 2 M hours MTBF, Workload rate limit 550 TB/year (ST2000NM000B) |  | 384
Storage - HDD | ST4000NM000B-HW | Seagate EXOS Enterprise HDD 4TB (ST4000NM000B) |  |  |  | NDAA Compliant | Seagate EXOS 4TB 3.5" Enterprise HDD drive for use in Storage Servers and NVR that requires RAID storage, SATA 6Gb/s, 2 M hours MTBF, Workload rate limit 550 TB/year(ST4000NM000B) |  | 488
Storage - HDD | ST6000NM019B-HW | Seagate EXOS Enterprise HDD 6TB (ST6000NM019B) |  |  |  | NDAA Compliant | Seagate EXOS 6TB 3.5" Enterprise HDD drive for use in Storage Servers and NVR that requires RAID storage, SATA 6Gb/s, 2 M hours MTBF, Workload rate limit 550 TB/year (ST6000NM019B) |  | 564
Storage - HDD | ST8000NM019B-HW | Seagate EXOS Enterprise HDD 8TB (ST8000NM019B) |  |  |  | NDAA Compliant | Seagate EXOS 8TB 3.5" Enterprise HDD drive for use in Storage Servers and NVR that requires RAID storage, SATA 6Gb/s, 2 M hours MTBF, Workload rate limit 550 TB/year (ST8000NM019B) |  | 677
Storage - HDD | ST10000NM017B-HW | Seagate EXOS Enterprise HDD 10TB (ST10000NM017B) |  |  |  | NDAA Compliant | Seagate EXOS 10TB 3.5" Enterprise HDD drive for use in Storage Servers and NVR that requires RAID storage, SATA 6Gb/s, 2.5 M hours MTBF, Workload rate limit 550 TB/year (ST10000NM017B) |  | 768
Storage - HDD | ST12000NM001J-HW | Seagate EXOS Enterprise HDD 12TB (ST12000NM001J) |  |  |  | NDAA Compliant | Seagate EXOS 12TB 3.5" Enterprise HDD drive for use in Storage Servers and NVR that requires RAID storage, SATA 6Gb/s, 2.5 M hours MTBF, 5-year limited warranty |  | 868
Storage - HDD | ST14000NM001J-HW | Seagate EXOS Enterprise HDD 14TB (ST14000NM001J) |  |  |  | NDAA Compliant | Seagate EXOS 14TB 3.5" Enterprise HDD drive for use in Storage Servers and NVR that requires RAID storage, SATA 6Gb/s, 2.5 M hours MTBF, 5-year limited warranty |  | 948
Storage - HDD | ST16000NM001J-HW | Seagate EXOS Enterprise HDD 16TB (ST16000NM001J) |  |  |  | NDAA Compliant | Seagate EXOS 16TB 3.5" Enterprise HDD drive for use in Storage Servers and NVR that requires RAID storage, SATA 6Gb/s, 2.5 M hours MTBF, 5-year limited warranty |  | 954
Storage - HDD | ST18000NM000J-HW | Seagate EXOS Enterprise HDD 18TB (ST18000NM000J) |  |  |  | NDAA Compliant | Seagate EXOS 18TB 3.5" Enterprise HDD drive for use in Storage Servers and NVR that requires RAID storage, SATA 6Gb/s, 2.5 M hours MTBF (ST18000NM000J) |  | 975
Storage - HDD | ST20000NM007D-HW | Seagate EXOS Enterprise HDD 20TB (ST20000NM007D) |  |  |  | NDAA Compliant | Seagate EXOS 20TB 3.5" Enterprise HDD drive for use in Storage Servers and NVR that requires RAID storage, SATA 6Gb/s, 2.5 M hours MTBF (ST20000NM007D) |  | 1050
Storage - HDD | WD22PURU-64C5JY0-HW | WD Purple HDD 2TB (WD22PURU-64C5JY0) |  |  |  | NDAA Compliant | 2TB 3.5'' WD Purple HDD (WD22PURU-64C5JY0) |  | 151
Storage - HDD | WD42PURU-64C4CY0-HW | WD Purple HDD 4TB (WD42PURU-64C4CY0) |  |  |  | NDAA Compliant | 4TB 3.5'' WD Purple HDD (WD42PURU-64C4CY0) |  | 187
Storage - HDD | WD63PURU-64C4FY0-HW | WD Purple HDD 6TB (WD63PURU-64C4FY0) |  |  |  | NDAA Compliant | 6TB 3.5'' WD Purple HDD (WD63PURU-64C4FY0) |  | 319
Storage - HDD | WD102PURA-64CHRY0-HW | WD Purple Pro HDD 10TB (WD102PURA-64CHRY0) |  |  |  | NDAA Compliant | 10TB 3.5'' WD Purple Pro HDD (WD102PURA-64CHRY0) |  | 506
Storage - SD card | SAMSUNG-MB-MC64SA | microSD EVO Plus card 64GB |  |  |  | NDAA Compliant | Samsung EVO Plus microSDHC card 64GB |  | 22
Storage - SD card | SAMSUNG-MB-MC128SA | microSD EVO Plus card 128GB |  |  |  | NDAA Compliant | Samsung EVO Plus microSDHC card 128GB |  | 33
Storage - SD card | SAMSUNG-MB-MC256SA | microSD EVO Plus card 256GB |  |  |  | NDAA Compliant | Samsung EVO Plus microSDHC card 256GB |  | 55
Storage - SD card | SAMSUNG-MB-MC512SA | microSD EVO Plus card 512GB |  |  |  | NDAA Compliant | Samsung EVO Plus microSDHC card 512GB |  | 108
Storage - SD card | SAMSUNG-MB-MJ32KA | microSD card PRO Endurance 32GB |  |  |  | NDAA Compliant | Samsung PRO Endurance microSDHC card 32GB |  | 23
Storage - SD card | SAMSUNG-MB-MJ64KA | microSD card PRO Endurance 64GB |  |  |  | NDAA Compliant | Samsung PRO Endurance microSDHC card 64GB |  | 31
Storage - SD card | SAMSUNG-MB-MJ128KA | microSD card PRO Endurance 128GB |  |  |  | NDAA Compliant | Samsung PRO Endurance microSDHC card 128GB |  | 57
Storage - SD card | SAMSUNG-MB-MJ256KA | microSD card PRO Endurance 256GB |  |  |  | NDAA Compliant | Samsung PRO Endurance microSDHC card 256GB |  | 102
GJD
Security Lights | SECL-IR850-POE-S | Small POE IR LED Illuminator |  |  |  | NDAA Compliant | Small IR 850nm LED wall mount Illuminator, PoE 12W, max distances 101m, adjustable photocell sensitivity, illumination brightness, volt-free contact for remote switching, includes interchangeable lenses 10, 30, 60, 95 degree, IP66, IK09 | Info | 423
Security Lights | SECL-IR850-IPPOEPL-M | Medium IP POE IR LED Illuminator |  |  |  | NDAA Compliant | Medium IR 850nm LED wall mount Illuminator, IP based, PoE+ 26W, max distances 187m, web interface settings for manual on/off, energy saving, boost, photocell sensitivity, illumination brightness, vibration sensor, volt-free contact for remote switching, includes interchangeable lenses 10, 30, 60, 95 degree, IP66, IK09 | Info | 871
Security Lights | SECL-WL928-POE-S | Small POE White Light LED Illuminator |  |  |  | NDAA Compliant | Small White Light 928lm 6500k LED wall mount Illuminator, PoE 12W, max distances 68m, adjustable photocell sensitivity, illumination brightness, volt-free contact for remote switching, includes interchangeable lenses 10, 30, 60, 95 degree, IP66, IK09 | Info | 412
Security Lights | SECL-WL1856-IPPOEPL-M | Medium IP POE White Light LED Illuminator |  |  |  | NDAA Compliant | Medium White Light 1856lm 6500k LED wall mount Illuminator, IP based, PoE+ 26W, max distances 114m, web interface settings for manual on/off, energy saving, boost, strobe, photocell sensitivity, illumination brightness, vibration sensor, volt-free contact for remote switching, includes interchangeable lenses 10, 30, 60, 95 degree, IP66, IK09 | Info | 822
Security Lights | SECL-BRCKT-WALL-1 | Single Wall Bracket for Illuminators |  |  |  | NDAA Compliant | Single wall mount bracket for IR and White Light illuminators, stainless steel construction | Info | 57
Security Lights | SECL-BRCKT-WALL-2 | Double Wall Bracket for Illuminators |  |  |  | NDAA Compliant | Double wall mount bracket for IR and White Light illuminators, stainless steel construction, Includes IP67 rated junction box | Info | 128
Security Lights | SECL-BRCKT-WALL-3 | Triple Wall Bracket for Illuminators |  |  |  | NDAA Compliant | Triple wall mount bracket for IR and White Light illuminators, stainless steel construction, Includes IP67 rated junction box | Info | 166
Security Lights | SECL-IR850-DC-S | Clarius Plus IR 850nm Small |  |  |  | NDAA Compliant | Small Clarius PLUS Infra-Red Illuminator 850nm, max distances 132m, low power consumption (15W), Built-in photocell IR on/off, Telemetry input for camera day/night remote switching, angle 10, 30, 60, 95 degree, IP66 |  | 346
Security Lights | SECL-IR850-DC-M | Clarius Plus IR 850nm Medium |  |  |  | NDAA Compliant | Medium Clarius PLUS Infra-Red Illuminator 850nm, max distances 187m, low power consumption (26W), Built-in photocell IR on/off, Telemetry input for camera day/night remote switching, angle 10, 30, 60, 95 degree, IP66 |  | 468
Security Lights | SECL-BRCKT-POLE | Pole Mount Bracket for Illuminators |  |  |  | NDAA Compliant | Pole mounting bracket for IR and White Light illuminators and wall mount brackets, stainless steel construction, includes stainless steel straps to fit 7.5 to 20 cm diameter pole | Info | 104
Displays
Monitor | LS24D302GAUXEN | 24" FHD Monitor |  |  |  | Lead time 12 weeks NDAA Compliant | 24" FHD Monitor, 1080p (1920x1080), 250nit, 16:9 aspect ratio, Contrast ratio 1,000:1, Response time 4ms, HDMI, VGA, DVI, Speakers, VESA |  | 237
Monitor | LS27D302GAUXEN | 27" FHD Monitor |  |  |  | Lead time 12 weeks NDAA Compliant | 27" FHD Monitor, 1080p (1920x1080), 250nit, 16:9 aspect ratio, Contrast ratio 3,000:1, Response time 5ms, HDMI, VGA, DVI, Speakers, VESA |  | 299
Monitor | LH32DCE2LGC/EN | 32" FHD LED Display |  |  |  | NDAA Compliant EOS Limited stock available | 32" FHD LED Monitor, 1080p (1920x1080), 250nit, 16:9 aspect ratio, Contrast ratio 5,000:1, Response time 8ms, HDMI, HDCP2.2 VGA |  | 750
Signage | LH32QMCEPGCXEN | 32" Smart Signage Display |  |  |  | Lead time 12 weeks NDAA Compliant | 32" Edge LED Samsung Stand Alone Smart Signage Display, 1920x1080 (16:9), Ultra Slim Depth (28.5mm), Even Bezel, 400nit, Tizen 7.0 - Wi-Fi* - 8GB, Contrast ratio 1,200:1, 3xHDMI 2.0, No DP, VESA Compatible (100x100mm), Ambient Sensor, New Home UI, IP5x, BT |  | 1392
Signage | LH43QMCEPGCXEN | 4K UHD 43" Smart Signage Display |  |  |  | Lead time 12 weeks NDAA Compliant | 43" Edge UHD LED Samsung Stand Alone Smart Signage Display, 3840x2160 (16:9), Ultra Slim Depth (28.5mm), Even Bezel, 500nit, Tizen 7.0 - Wi-Fi - 16GB, Contrast ratio 1,200:1, 3xHDMI 2.0, 1x DP 1.2, WMN-B50SC , VESA Compatible (200x200mm), Ambient Sensor, New Home UI, IP5x, BT |  | 1725
Signage | LH50QMCEPGCXEN | 4K UHD 50" Smart Signage Display |  |  |  | Lead time 12 weeks NDAA Compliant | 50" Edge UHD LED Samsung Stand Alone Smart Signage Display, 3840x2160 (16:9), Ultra Slim Depth (28.5mm), Even Bezel, 500nit, Tizen 7.0 - Wi-Fi - 16GB, Contrast ratio 1,200:1, 3xHDMI 2.0, 1x DP 1.2, WMN-B50SC , VESA Compatible (200x200mm), Ambient Sensor, New Home UI, IP5x, BT |  | 1983
Signage | LH55QMCEBGCXEN | 4K UHD 55" Smart Signage Display |  |  |  | Lead time 12 weeks NDAA Compliant | 55" Edge UHD LED Samsung Stand Alone Smart Signage Display, 3840x2160 (16:9), Ultra Slim Depth (28.5mm), Even Bezel, 500nit, Tizen 7.0 - Wi-Fi - 16GB, Contrast ratio 4,000:1, 3xHDMI 2.0, 1x DP 1.2, WMN-B50SC , VESA Compatible (200x200mm), Ambient Sensor, New Home UI, IP5x, BT |  | 2229
Signage | LH65QMCEBGCXEN | 4K UHD 65" Smart Signage Display |  |  |  | Lead time 12 weeks NDAA Compliant | 65" Edge UHD LED Samsung Stand Alone Smart Signage Display, 3840x2160 (16:9), Ultra Slim Depth (28.5mm), Even Bezel, 500nit, Tizen 7.0 - Wi-Fi - 16GB, Contrast ratio 4,000:1, 3xHDMI 2.0, 1x DP 1.2, WMN-B50SC , VESA Compatible (400x300mm), Ambient Sensor, New Home UI, IP5x, BT |  | 3342
Signage | LH75QMCEBGCXEN | 4K UHD 75" Smart Signage Display |  |  |  | Lead time 12 weeks NDAA Compliant | 75" Edge UHD LED Samsung Stand Alone Smart Signage Display, 3840x2160 (16:9), Ultra Slim Depth (28.5mm), Even Bezel, 500nit, Tizen 7.0 - Wi-Fi - 16GB, Contrast ratio 4,000:1, 3xHDMI 2.0, 1x DP 1.2, WMN-B50SC , VESA Compatible (400x400mm), Ambient Sensor, New Home UI, IP5x, BT |  | 4805
Signage | LH85QMCEBGCXEN | 4K UHD 85" Smart Signage Display |  |  |  | Lead time 12 weeks NDAA Compliant | 85" Edge UHD LED Samsung Stand Alone Smart Signage Display, 3840x2160 (16:9), Ultra Slim Depth (28.5mm), Even Bezel, 500nit, Tizen 7.0 - Wi-Fi - 16GB, Contrast ratio 4,000:1, 3xHDMI 2.0, 1x DP 1.2, VESA Compatible (600x400mm), Ambient Sensor, New Home UI, IP5x, BT |  | 7334
Videowall | LH46VMBUBGBXEN | 46'' FHD Super Thin Bezel Videowall Display |  |  |  | Lead time 12 weeks NDAA Compliant | 46" Direct FHD LED Samsung Videowall Display, 1920x1080 (16:9), Super Thin Bezel (Bezel to Bezel 3.5mm), 500nit, Contrast ratio 1,200:1, Response time 8ms, 2x HDMI 2.0, 1x DP 1.2, WMN-55VD, 4K Daisy Chain, VESA Compatible (600x400mm) |  | 3141
Videowall | LH55VMBUBGBXEN | 55'' FHD Super Thin Bezel Videowall Display |  |  |  | Lead time 12 weeks NDAA Compliant | 55" Direct FHD LED Samsung Videowall Display, 1920x1080 (16:9), Super Thin Bezel (Bezel to Bezel 3.5mm), 500nit, Contrast ratio 1,200:1, Response time 8ms, 2x HDMI 2.0, 1x DP 1.2, WMN-55VD, 4K Daisy Chain, VESA Compatible (600x400mm) |  | 5109
Videowall | LH55VMCEBGBXEN | 55'' FHD Ultra Thin Bezel Videowall Display |  |  |  | Lead time 12 weeks NDAA Compliant | 55" Direct FHD LED Samsung Videowall Display, 1920x1080 (16:9), Ultra Thin Bezel (Bezel to Bezel 1.7mm), 500nit, Contrast ratio 1,000:1, Response time 8ms, 2x HDMI 2.0, 1x DP 1.2, WMN-55VD, 4K Daisy Chain, VESA Compatible (600x400mm) |  | 6084
Videowall | LH55VHCEBGBXEN | 55'' FHD Ultra Thin Bezel Videowall Display |  |  |  | Lead time 12 weeks NDAA Compliant | 55" Direct FHD LED Samsung Videowall Display, 1920x1080 (16:9), Ultra Thin Bezel (Bezel to Bezel 1.7mm), 700nit, Contrast ratio 1,000:1, Response time 8ms, 2x HDMI 2.0, 1x DP 1.2, WMN-55VD, 4K Daisy Chain, VESA Compatible (600x400mm) |  | 7127
Videowall | LH55VMCRBGBXEN | 55'' FHD Razor Thin Bezel Videowall Display |  |  |  | Lead time 12 weeks NDAA Compliant | 55" Direct FHD LED Samsung Videowall Display, 1920x1080 (16:9), Razor Thin Bezel (Bezel to Bezel 1.7mm), 500nit, Contrast ratio 1,000:1, Response time 8ms, 2x HDMI 2.0, 1x DP 1.2, WMN-55VD, 4K Daisy Chain, VESA Compatible (600x400mm) |  | 6800
Videowall | LH55VHCRBGBXEN | 55'' FHD Razor Thin Bezel Videowall Display |  |  |  | Lead time 12 weeks NDAA Compliant | 55" Direct FHD LED Samsung Videowall Display, 1920x1080 (16:9), Razor Thin Bezel (Bezel to Bezel 1.7mm), 700nit, Contrast ratio 1,000:1, Response time 8ms, 2x HDMI 2.0, 1x DP 1.2, WMN-55VD, 4K Daisy Chain, VESA Compatible (600x400mm) |  | 8187
Video Recording Servers
Server + Storage | 1U-4BAY-SERVER-12TB-RAW | 1U 4 Bay Hot-swap Rackmount Server |  |  |  | NDAA Compliant | 1U 4 Bay Hot-swap Rackmount Server with raw storage of 12TB with RAID5 8TB, Intel Xeon E-2236 6 Core, 16GB RAM, 2 x 1Gbe, On-board VGA, Windows Server 2022, 2 x M2 256GB SSD in RAID1, 300W Redundant PSU, 5 Year NBD Warranty, Includes 2 x Power Cables, Rack-mount kit and Keyboard/Mouse set | Info | 8125
Server + Storage | 1U-4BAY-SERVER-24TB-RAW | 1U 4 Bay Hot-swap Rackmount Server |  |  |  | NDAA Compliant | 1U 4 Bay Hot-swap Rackmount Server with raw storage of 24TB with RAID5 16TB, Intel Xeon E-2236 6 Core, 16GB RAM, 2 x 1Gbe, On-board VGA, Windows Server 2022, 2 x M2 256GB SSD in RAID1, 300W Redundant PSU, 5 Year NBD Warranty, Includes 2 x Power Cables, Rack-mount kit and Keyboard/Mouse set | Info | 9345
Server + Storage | 1U-4BAY-SERVER-32TB-RAW | 1U 4 Bay Hot-swap Rackmount Server |  |  |  | NDAA Compliant | 1U 4 Bay Hot-swap Rackmount Server with raw storage of 32TB with RAID5 24TB, Intel Xeon E-2236 6 Core, 16GB RAM, 2 x 1Gbe, On-board VGA, Windows Server 2022, 2 x M2 256GB SSD in RAID1, 300W Redundant PSU, 5 Year NBD Warranty, Includes 2 x Power Cables, Rack-mount kit and Keyboard/Mouse set | Info | 11190
Server + Storage | 1U-4BAY-SERVER-40TB-RAW | 1U 4 Bay Hot-swap Rackmount Server |  |  |  | NDAA Compliant | 1U 4 Bay Hot-swap Rackmount Server with raw storage of 40TB with RAID5 30TB, Intel Xeon E-2236 6 Core, 16GB RAM, 2 x 1Gbe, On-board VGA, Windows Server 2022, 2 x M2 256GB SSD in RAID1, 300W Redundant PSU, 5 Year NBD Warranty, Includes 2 x Power Cables, Rack-mount kit and Keyboard/Mouse set | Info | 12765
Server + Storage | 1U-4BAY-SERVER-48TB-RAW | 1U 4 Bay Hot-swap Rackmount Server |  |  |  | NDAA Compliant | 1U 4 Bay Hot-swap Rackmount Server with raw storage of 48TB with RAID5 36TB, Intel Xeon E-2236 6 Core, 16GB RAM, 2 x 1Gbe, On-board VGA, Windows Server 2022, 2 x M2 256GB SSD in RAID1, 300W Redundant PSU, 5 Year NBD Warranty, Includes 2 x Power Cables, Rack-mount kit and Keyboard/Mouse set | Info | 13839
Server + Storage | 1U-4BAY-SERVER-56TB-RAW | 1U 4 Bay Hot-swap Rackmount Server |  |  |  | NDAA Compliant | 1U 4 Bay Hot-swap Rackmount Server with raw storage of 56TB with RAID5 42TB, Intel Xeon E-2236 6 Core, 16GB RAM, 2 x 1Gbe, On-board VGA, Windows Server 2022, 2 x M2 256GB SSD in RAID1, 300W Redundant PSU, 5 Year NBD Warranty, Includes 2 x Power Cables, Rack-mount kit and Keyboard/Mouse set | Info | 14034
Server Config | 1U-4BAY-SERVER-RAID6CONFIG | RAID6 configuration |  |  |  | NDAA Compliant | RAID6 configuration applies to 1U 4 Bay Hot-swap Rackmount Servers (1U-4BAY-SERVER), changing from default RAID5 configuration to RAID6, useable storage will be affected |  | FOC
Server + Storage | 2U-12BAY-SERVER-64TB-RAW | 2U 12 Bay Hot-swap Rackmount Server |  |  |  | NDAA Compliant | 2U 12 Bay Hot-swap Rackmount Server with raw storage of 64TB with RAID5 48TB, Intel Xeon E-2236 6 Core, 16GB RAM, 2 x 1Gbe, On-board VGA, Windows Server 2022, 2 x 240GB SSD in RAID1, 800W Redundant PSU, 5 Year NBD Warranty, Includes 2 x Power Cables, Rack-mount kit and Keyboard/Mouse set | Info | 15311
Server + Storage | 2U-12BAY-SERVER-72TB-RAW | 2U 12 Bay Hot-swap Rackmount Server |  |  |  | NDAA Compliant | 2U 12 Bay Hot-swap Rackmount Server with raw storage of 72TB with RAID5 56TB, Intel Xeon E-2236 6 Core, 16GB RAM, 2 x 1Gbe, On-board VGA, Windows Server 2022, 2 x 240GB SSD in RAID1, 800W Redundant PSU, 5 Year NBD Warranty, Includes 2 x Power Cables, Rack-mount kit and Keyboard/Mouse set | Info | 16115
Server + Storage | 2U-12BAY-SERVER-80TB-RAW | 2U 12 Bay Hot-swap Rackmount Server |  |  |  | NDAA Compliant | 2U 12 Bay Hot-swap Rackmount Server with raw storage of 80TB with RAID5 64TB, Intel Xeon E-2236 6 Core, 16GB RAM, 2 x 1Gbe, On-board VGA, Windows Server 2022, 2 x 240GB SSD in RAID1, 800W Redundant PSU, 5 Year NBD Warranty, Includes 2 x Power Cables, Rack-mount kit and Keyboard/Mouse set | Info | 16920
Server + Storage | 2U-12BAY-SERVER-88TB-RAW | 2U 12 Bay Hot-swap Rackmount Server |  |  |  | NDAA Compliant | 2U 12 Bay Hot-swap Rackmount Server with raw storage of 88TB with RAID5 72TB, Intel Xeon E-2236 6 Core, 16GB RAM, 2 x 1Gbe, On-board VGA, Windows Server 2022, 2 x 240GB SSD in RAID1, 800W Redundant PSU, 5 Year NBD Warranty, Includes 2 x Power Cables, Rack-mount kit and Keyboard/Mouse set | Info | 20101
Server + Storage | 2U-12BAY-SERVER-96TB-RAW | 2U 12 Bay Hot-swap Rackmount Server |  |  |  | NDAA Compliant | 2U 12 Bay Hot-swap Rackmount Server with raw storage of 96TB with RAID5 80TB, Intel Xeon E-2236 6 Core, 16GB RAM, 2 x 1Gbe, On-board VGA, Windows Server 2022, 2 x 240GB SSD in RAID1, 800W Redundant PSU, 5 Year NBD Warranty, Includes 2 x Power Cables, Rack-mount kit and Keyboard/Mouse set | Info | 21958
Server + Storage | 2U-12BAY-SERVER-110TB-RAW | 2U 12 Bay Hot-swap Rackmount Server |  |  |  | NDAA Compliant | 2U 12 Bay Hot-swap Rackmount Server with raw storage of 110TB with RAID5 90TB, Intel Xeon E-2236 6 Core, 16GB RAM, 2 x 1Gbe, On-board VGA, Windows Server 2022, 2 x 240GB SSD in RAID1, 800W Redundant PSU, 5 Year NBD Warranty, Includes 2 x Power Cables, Rack-mount kit and Keyboard/Mouse set | Info | 25192
Server + Storage | 2U-12BAY-SERVER-120TB-RAW | 2U 12 Bay Hot-swap Rackmount Server |  |  |  | NDAA Compliant | 2U 12 Bay Hot-swap Rackmount Server with raw storage of 120TB with RAID5 100TB, Intel Xeon E-2236 6 Core, 16GB RAM, 2 x 1Gbe, On-board VGA, Windows Server 2022, 2 x 240GB SSD in RAID1, 800W Redundant PSU, 5 Year NBD Warranty, Includes 2 x Power Cables, Rack-mount kit and Keyboard/Mouse set | Info | 27566
Server + Storage | 2U-12BAY-SERVER-144TB-RAW | 2U 12 Bay Hot-swap Rackmount Server |  |  |  | NDAA Compliant | 2U 12 Bay Hot-swap Rackmount Server with raw storage of 144TB with RAID5 120TB, Intel Xeon E-2236 6 Core, 16GB RAM, 2 x 1Gbe, On-board VGA, Windows Server 2022, 2 x 240GB SSD in RAID1, 800W Redundant PSU, 5 Year NBD Warranty, Includes 2 x Power Cables, Rack-mount kit and Keyboard/Mouse set | Info | 30929
Server + Storage | 2U-12BAY-SERVER-168TB-RAW | 2U 12 Bay Hot-swap Rackmount Server |  |  |  | NDAA Compliant | 2U 12 Bay Hot-swap Rackmount Server with raw storage of 168TB with RAID5 140TB, Intel Xeon E-2236 6 Core, 16GB RAM, 2 x 1Gbe, On-board VGA, Windows Server 2022, 2 x 240GB SSD in RAID1, 800W Redundant PSU, 5 Year NBD Warranty, Includes 2 x Power Cables, Rack-mount kit and Keyboard/Mouse set | Info | 34907
Server + Storage | 2U-12BAY-SERVER-192TB-RAW | 2U 12 Bay Hot-swap Rackmount Server |  |  |  | NDAA Compliant | 2U 12 Bay Hot-swap Rackmount Server with raw storage of 192TB with RAID5 160TB, Intel Xeon E-2236 6 Core, 16GB RAM, 2 x 1Gbe, On-board VGA, Windows Server 2022, 2 x 240GB SSD in RAID1, 800W Redundant PSU, 5 Year NBD Warranty, Includes 2 x Power Cables, Rack-mount kit and Keyboard/Mouse set | Info | 37247
Server Config | 2U-12BAY-SERVER-RAID6CONFIG | RAID6 configuration |  |  |  | NDAA Compliant | RAID6 configuration applies to 2U 12 Bay Hot-swap Rackmount Servers (2U-12BAY-SERVER), changing from default RAID5 configuration to RAID6, useable storage will be affected |  | FOC
Server Upgrade | 10GB NIC-UPGRADE | 2U Server upgrade Card |  |  |  | NDAA Compliant | 2 Port Intel 10GbE Lan Card - RJ45 Copper (2U servers only) |  | 1038
Client | CLIENT-QUBE-i5-2MO | Mini Qube 4 Bay client with on-board Intel 730 GPU, Intel Core 12th Gen i5 10 Cores |  |  |  | NDAA Compliant | Mini Qube 4 Bay client with on-board Intel 730 GPU, Intel Core 12th Gen i5 10 Cores, 16GB RAM, 2 x 1Gbe, 1 x DP (with HDMI adaptor), 1x HDMI, Win 11 PRO, 250GB SSD, 250W PSU, 5 Year NBD Warranty, Includes 1 x Power Cable and Keyboard/Mouse set |  | 4381
Client | CLIENT-QUBE-i7-2MO | Mini Qube 4 Bay client with on-board Intel 770 GPU, Intel Core 12th Gen i7 10 Cores |  |  |  | NDAA Compliant | Mini Qube 4 Bay client with on-board Intel 770 GPU, Intel Core 12th Gen i7 10 Cores, 16GB RAM, 2 x 1Gbe, 1 x DP (with HDMI adaptor), 1x HDMI, Win 11 PRO, 250GB SSD, 250W PSU, 5 Year NBD Warranty, Includes 1 x Power Cable and Keyboard/Mouse set |  | 5307
Client | CLIENT-QUBE-i7-2MO-4TB | Mini Qube 4 Bay client with 4TB HDD |  |  |  | NDAA Compliant | Mini Qube 4 Bay 4TB JBOD HDD client with on-board Intel 730 GPU, Intel Core 12th Gen i7 10 Cores, 16GB RAM, 2 x 1Gbe, 1 x DP (with HDMI adaptor), 1x HDMI, Win 11 PRO, 250GB SSD, 250W PSU, 5 Year NBD Warranty, Includes 1 x Power Cable and Keyboard/Mouse set |  | 5432
Client | CLIENT-QUBE-i7-2MO-8TB | Mini Qube 4 Bay client with 8TB HDD |  |  |  | NDAA Compliant | Mini Qube 4 Bay 8TB JBOD HDD client with on-board Intel 730 GPU, Intel Core 12th Gen i7 10 Cores, 16GB RAM, 2 x 1Gbe, 1 x DP (with HDMI adaptor), 1x HDMI, Win 11 PRO, 250GB SSD, 250W PSU, 5 Year NBD Warranty, Includes 1 x Power Cable and Keyboard/Mouse set |  | 5721
Client | CLIENT-QUBE-i7-2MO-16TB | Mini Qube 4 Bay client with 16TB HDD |  |  |  | NDAA Compliant | Mini Qube 4 Bay 16TB JBOD HDD client with on-board Intel 730 GPU, Intel Core 12th Gen i7 10 Cores, 16GB RAM, 2 x 1Gbe, 1 x DP (with HDMI adaptor), 1x HDMI, Win 11 PRO, 250GB SSD, 250W PSU, 5 Year NBD Warranty, Includes 1 x Power Cable and Keyboard/Mouse set |  | 6443
Client | CLIENT-QUBE-i7-2MO-24TB | Mini Qube 4 Bay client with 24TB HDD |  |  |  | NDAA Compliant | Mini Qube 4 Bay 24TB JBOD HDD client with on-board Intel 730 GPU, Intel Core 12th Gen i7 10 Cores, 16GB RAM, 2 x 1Gbe, 1 x DP (with HDMI adaptor), 1x HDMI, Win 11 PRO, 250GB SSD, 250W PSU, 5 Year NBD Warranty, Includes 1 x Power Cable and Keyboard/Mouse set |  | 7165
Client | QUBE-i5-2MO-4-MON-UPGRADE-T1000 | Mini Qube 4 Bay client with Intel T1000 GPU |  |  |  | NDAA Compliant | Mini Qube 4 Bay client with Intel T1000 GPU, Intel Core 12th Gen i5 10 Cores, 16GB RAM, 2 x 1Gbe, 4x mini Display port (with full size display port adapters), Win 11 PRO, 250GB SSD, 250W PSU, 5 Year NBD Warranty, Includes 1 x Power Cable and Keyboard/Mouse set |  | 5822
Client | QUBE-i7-2MO-4-MON-UPGRADE-T1000 | Mini Qube 4 Bay client with Intel T1000 GPU |  |  |  | NDAA Compliant | Mini Qube 4 Bay client with Intel T1000 GPU, Intel Core 12th Gen i7 10 Cores, 16GB RAM, 2 x 1Gbe, 4x mini Display port (with full size display port adapters), Win 11 PRO, 250GB SSD, 250W PSU, 5 Year NBD Warranty, Includes 1 x Power Cable and Keyboard/Mouse set |  | 6780
Client | QUBE-i7-2MO-4TB--4-MON-UPGRADE-T1000 | Mini Qube 4 Bay 4TB JBOD HDD with Intel T1000 GPU |  |  |  | NDAA Compliant | Mini Qube 4 Bay 4TB JBOD HDD inc client with Intel T1000 GPU, Intel Core 12th Gen i7 10 Cores, 16GB RAM, 2 x 1Gbe, 4x mini Display port (with full size display port adaptors), Win 11 PRO, 250GB SSD, 250W PSU, 5 Year NBD Warranty, Includes 1 x Power Cable and Keyboard/Mouse set |  | 7154
Client | SL-1U-RCKMNT-CLIENT-2MO | 1U Rack mount Client 2x monitor out |  |  |  | NDAA Compliant | 1U Rack mount Client 2x monitor out i7 16GB RAM 250GB SSD Nvidia Quadro P400 GPU 2x GB LAN Windows 11 |  | 5460
Client | SL-1U-RCKMNT-CLIENT-4MO | 1U Rack mount Client 4x monitor out |  |  |  | NDAA Compliant | 1U Rack mount Client 4x monitor out i7 16GB RAM 250GB SSD Nvidia Quadro T1000 GPU 2x GB LAN Windows 11 |  | 6297
Management Server | 1U-MSERVER | 1U 4 Bay Hot-swap Rackmount Management Server |  |  |  | NDAA Compliant | 1U 4 Bay Hot-swap Rackmount Management Server, Intel Xenon E 6 Core, 16GB RAM, 2 x 1Gbe, On-board VGA, Windows Server 2019, 2 x 240GB SSD in RAID1, 300W Redundant PSU, 5 Year NBD Warranty, Includes 2 x Power Cables, Rack-mount kit and Keyboard/Mouse set (2TB HDD incuded) | Info | 6638
AMG
PoE Power Supply | AMGPSU-I24-P60 | PoE Power Supply 60W |  |  |  | NDAA Compliant | AMGPSU-I24-P60 60W AC/DC 85-264Vin, 24Vout Power Supply, DIN-Rail mount | Info | 112
PoE Power Supply | AMGPSU-I48-P240 | PoE Power Supply 240W |  |  |  | NDAA Compliant | 48 VDC, 240W (5A) Industrial Power Supply, DIN-Rail Mounting, -40°C to +70°C, Fault Relay Output (Adjustable 48-53 VDC) | Info | 233
SFP Multimode | SFP-MM-100M-BX2-31 | SFP Multimode |  |  |  | NDAA Compliant | SFP Multimode, 100Mb, 1 Fiber, 2Km, LC Connector, 1310nm Tx / 1550nm Rx, -40°C to +85°C, DDM (Mates With SFP-MM-100M-BX2-55) |  | 98
SFP Multimode | SFP-MM-100M-BX2-55 | SFP Multimode |  |  |  | NDAA Compliant | SFP Multimode, 100Mb, 1 Fiber, 2Km, LC Connector, 1550nm Tx / 1310nm Rx, -40°C to +85°C, DDM (Mates With SFP-MM-100M-BX2-31) |  | 98
SFP Singlemode | SFP-SM-100M-BX20-31 | SFP Singlemode |  |  |  | NDAA Compliant | SFP Singlemode, 100Mb, 1 Fiber, 20Km, LC Connector, 1310nm Tx / 1550nm Rx, -40°C to +85°C, DDM (Mates With SFP-SM-100M-BX20-55) |  | 98
SFP Singlemode | SFP-SM-100M-BX20-55 | SFP Singlemode |  |  |  | NDAA Compliant | SFP Singlemode, 100Mb, 1 Fiber, 20Km, LC Connector, 1550nm Tx / 1310nm Rx, -40°C to +85°C, DDM (Mates With SFP-SM-100M-BX20-31) |  | 98
PoE injector | AMG150-2GBT-P180/HWEU | Industrial 2 Port PoE Injector |  |  |  | NDAA Compliant | Industrial 2 Port PoE Injector, 2 x 10/100/1000Base-T(x) RJ45 Ports With 802.3bt 60/90W PoE, Can Be 1 x In & 1 x 90W Out Or 2 x 90W Out, DIN Rail / Wall Mount, -40°C to +75°C, 48-56 VDC Power Input |  | 451
PoE injector | AMG150-4GAT-P120/HWEU | Industrial 4 Port PoE Injector |  |  |  | NDAA Compliant | Industrial 4 Port PoE Injector, 4 x 10/100/1000Base-T(x) RJ45 Ports (Input), 4 x 10/100/1000Base-T(x) RJ45 Ports With 802.3at 30W PoE (Output), DIN Rail / Wall Mount, -40°C to +75°C, 48-56 VDC Power Input |  | 759
PoE Switch | AMG570-2GBT-2GAT-2S-P240/HWEU | Industrial 6 Port Managed Switch |  |  |  | NDAA Compliant | Industrial 6 Port Managed Switch, 2 x 10/100/1000Base-T(x) RJ45 Ports with 802.3bt 60/90W PoE, 2 x 10/100/1000Base-T(x) RJ45 Ports with 802.3at 30W PoE, 2 x 100/1000/2.5G Base-FX SFP Ports, DIN Rail / Wall Mount, -40°C to +75°C, 48-56VDC Power Input |  | 1460
Rack Chassis | AMG2034-1256-DD/HWEU | Industrial Retractable Rack Chassis |  |  |  | NDAA Compliant | Industrial Retractable Rack Chassis For AMG DIN Rail Units, 4U 19inch Rack Mount, -40 to +75°C, Integrated Cable Management, Single 12VDC & Single 56VDC External DC Power Inputs, 10 x 12VDC & 10 x 56VDC Unit Connections^ |  | 1154
SNI
PoE Converter | SNI-1MC | Industrial PoE Mini Media Converter |  |  |  | NDAA Compliant | Industrial PoE Mini Media Converter 1 x 10/100/1000Base-T(x) RJ45 Port with 802.3bt 60/90W PoE, 1 x 100/1000Base-Fx SFP Port, DIP-Switch Functions, DIN Rail / Wall Mount, -40°C to +75°C, 52-56VDC Power Input (Power supply not included) |  | 668
PoE Converter | SNI-1MC-PS | Industrial PoE Mini Media Converter |  |  |  | NDAA Compliant | Industrial PoE Mini Media Converter 1 x 10/100/1000Base-T(x) RJ45 Port with 802.3bt 60/90W PoE, 1 x 100/1000Base-Fx SFP Port, DIP-Switch Functions, DIN Rail / Wall Mount, -40°C to +75°C, 85-264 VAC Terminal connection. |  | 890
PoE injector | SNI-1PI | Industrial 1 Port PoE Injector |  |  |  | NDAA Compliant | Industrial 1 Port PoE Injector, 1 x 10/100/1000Base-T(x) RJ45 Port (Input), 1 x 10/100/1000Base-T(x) RJ45 Port With 802.3bt 60/90W PoE (Output), DIN Rail / Wall Mount, -40°C to +75°C, 52-56 VDC Power Input (Power supply not included) |  | 341
PoE injector | SNI-1PI-PS | Industrial 1 Port PoE Injector |  |  |  | NDAA Compliant | Industrial 1 Port PoE Injector, 1 x 10/100/1000Base-T(x) RJ45 Port (Input), 1 x 10/100/1000Base-T(x) RJ45 Port With 802.3bt 90W PoE (Output), DIN Rail / Wall Mount, -40°C to +75°C, Integrated 90W PSU, 85-264 VAC IEC Mains Power Input (Power supply built-in) |  | 479
SFP Copper | SNI-SFP-CU | SFP Copper |  |  |  | NDAA Compliant | SFP Copper, 10/100/1000BASE-T RJ45 Port, 1000BASE-X SFP Interface, 100m, -40°C to +85°C |  | 99
SFP Multimode | SNI-SFP-MM | SFP Multimode |  |  |  | NDAA Compliant | SFP Multimode, 1Gb, 2 Fibers, 2Km, LC Connectors, 1310nm Tx/Rx, -40°C to +85°C, DDM |  | 79
SFP Singlemode | SNI-SFP-SM | SFP Singlemode |  |  |  | NDAA Compliant | SFP Singlemode, 1Gb, 2 Fibers, 20Km, LC Connectors, 1310nm Tx/Rx, -40°C to +85°C, DDM |  | 79
PoE Power Supply | SNI-PS-120 | PoE Power Supply 120W |  |  |  | NDAA Compliant | 48 VDC, 120W (2.5A) Industrial Power Supply, DIN-Rail Mounting, -40°C to +70°C, Fault Relay Output (Adjustable 47-53 VDC) |  | 142
Elmdene Universal Enclosure Cabinets
Enclosure | ENC-LRG-PSU-220-12V5A | Large Universal Enclosure Cabinet |  |  |  |  | Hanwha Large Universal Enclosure Cabinet is designed to accommodate a wide range of third-party security, access control, industrial automation & networking devices. Featuring a rear mesh backing allows flexible placement of hardware with direct mounting or din-rail reducing installation restrictions. The enclosure includes a removable door with a key-lock ensuring secure access for installation and maintenance supported by front and rear tamper switches for additional security. 90-264V AC, 50/60Hz switch-mode PSU rated at 5A, delivering a 13.8V, 500mA battery charging output, supporting a 12V17Ah battery for backup power. 12x screws supporting the placement of Hanwha Wisenet Access Control modules. Dimensions: H520mm × W418mm × D105mm |  | 408
Enclosure | ENC-MED-PSU-POE++3A | Medium Universal Enclosure Cabinet |  |  |  |  | Hanwha Medium Universal Enclosure Cabinet is designed to accommodate a wide range of third-party security, access control, industrial automation & networking devices. Featuring a rear mesh backing allows flexible placement of hardware with direct mounting or din-rail reducing installation restrictions. The enclosure includes a removable door with a key-lock ensuring secure access for installation and maintenance supported by front and rear tamper switches for additional security. PoE/PoE+/PoE++ PSU (rated @ PoE 300mA, PoE+ 1A & PoE++ 3A), delivering a 13.8V, 500mA battery charging output, supporting a 12V17Ah battery for backup power. 4x screws supporting the placement of a Hanwha Wisenet Access Control module. Dimensions: H350mm x W398mm x D103mm. |  | 354
Enclosure | ENC-SPARE-KEY | Optional Spare Encosure Cabinet Key |  |  |  |  | Hanwha branded medium and large universal cabinet optional spare key. |  | 6
Lenses
Lens | TAMRON-M13VG550IR | 2MP Lens DC Iris CS-Mount |  |  |  | NDAA Compliant | 2MP Lens, 1/3", varifocal (5-50mm), DC Auto Iris, CS-Mount, TAMRON |  | 280
Lens | TAMRON-M13VG2713IR | 3MP Lens DC Iris CS-Mount |  |  |  | NDAA Compliant | 3MP Lens, 1/2.7", varifocal (2.7-13mm), DC Auto Iris, CS-Mount, TAMRON |  | 180
Lens | TAMRON-M13VG288IR | 3MP Lens DC Iris CS-Mount |  |  |  | NDAA Compliant | 3MP Lens, 1/2.7", varifocal (2.8-8mm), DC Auto Iris, CS-Mount, TAMRON |  | 210
Lens | TAMRON-M13VG850IR | 3MP Lens DC Iris CS-Mount |  |  |  | NDAA Compliant | 3MP Lens, 1/2.7", varifocal (8-50mm), DC Auto Iris, CS-Mount, TAMRON |  | 360
Lens | TAMRON-M118VG1250IR | 5MP Lens DC Iris CS-Mount |  |  |  | NDAA Compliant | 5MP Lens, 1/1.8", varifocal (12-50mm), DC Auto Iris, CS-Mount, TAMRON |  | 360
Lens | TAMRON-M117VG3817IR | 8MP Lens DC Iris CS-Mount |  |  |  | NDAA Compliant | 8MP Lens, 1/1.7", varifocal (3.8-17mm), DC Auto Iris, CS-Mount, TAMRON |  | 300
Lens | TAMRON-M118VG413IR | 5MP Lens DC Iris C-Mount |  |  |  | NDAA Compliant | 5MP Lens, 1/1.8", varifocal (4-13mm), DC Auto Iris, C-Mount, TAMRON |  | 360
Lens | TAMRON-M13VP288IR130 | 3MP Lens P Iris CS-Mount |  |  |  | NDAA Compliant | 3MP Lens, 1/2.7", varifocal (2.8-8mm), P Iris, CS-Mount, TAMRON |  | 220
Lens | TAMRON-M13VP850IR130 | 3MP Lens P Iris CS-Mount |  |  |  | NDAA Compliant | 3MP Lens, 1/2.7", varifocal (8-50mm), P Iris, CS-Mount, TAMRON |  | 400
Lens | TAMRON-M118VP413IRCS | 5MP Lens P Iris CS-Mount |  |  |  | NDAA Compliant | 5MP Lens, 1/1.8", varifocal (4-13mm), P Iris, CS-Mount, TAMRON |  | 337
Lens | TAMRON-M118VP1250IR | 5MP Lens P Iris CS-Mount |  |  |  | NDAA Compliant | 5MP Lens, 1/1.8", varifocal (12-50mm), P Iris, CS-Mount, TAMRON |  | 360
Lens | TAMRON-M118VP413IR | 5MP Lens P Iris C-Mount |  |  |  | NDAA Compliant | 5MP Lens, 1/1.8", varifocal (4-13mm), P Iris, C-Mount, TAMRON |  | 380
Lens | TAMRON-M13VM288IR | 3MP Lens Manual Iris CS-Mount |  |  |  | NDAA Compliant | 3MP Lens, 1/2.7", varifocal (2.8-8mm), Manual Iris, CS-Mount, TAMRON |  | 230
Lens | TAMRON-M118VM413IR | 5MP Lens Manual Iris C-Mount |  |  |  | NDAA Compliant | 5MP Lens, 1/1.8", varifocal (4-13mm), Manual Iris, C-Mount, TAMRON |  | 470
Lens | A4Z2812CS-MPIR | 3MP Manual Iris CS-Mount |  |  |  | NDAA Compliant | 1/2.7" CS mount 2.8-10.0mm F1.2-16C Aspherical 3 Megapixel Manual Iris IR Corrected |  | 146
Lens | A6Z8516CS-MP | 3MP Varifocal Manual Iris CS-Mount |  |  |  | NDAA Compliant | 1/2.7" CS mount 8.5-50.0mm F1.6-16C Aspherical 3 Megapixel Varifocal Manual Iris |  | 160
Lens | A3Z2812CS-MPWIR | 5MP Varifocal Manual Iris CS-Mount |  |  |  | NDAA Compliant | 1/2.7" CS mount 2.8-8.5mm F1.2-16C Aspherical 5 Megapixel Varifocal Manual Iris IR Corrected |  | 188
Lens | E3Z3915CS-MPWIR | 8MP Manual Iris IR CS-Mount |  |  |  | NDAA Compliant | 1/1.8" CS mount 3.9-10.0mm, F1.5-16C Aspherical, 8 Megapixel, Varifocal Manual Iris IR Corrected |  | 220
Lens | TG3Z0312FCS-MPIR-32 | 3MP Varifocal Auto Iris CS-Mount |  |  |  | NDAA Compliant | 1/3" CS mount 3.0-8.0mm F1.2-360 Aspherical 3 Megapixel Varifocal DC Drive IR Corrected with 31cm Lens Lead |  | 42
Lens | AG4Z2812FCS-MPIR-32 | 3MP Varifocal Auto Iris CS-Mount |  |  |  | NDAA Compliant | 1/2.7" CS mount 2.8-10.0mm F1.2-360 Aspherical 3 Megapixel Varifocal DC Drive IR Corrected with 31cm Lens Lead |  | 149
Lens | AG6Z8516FCS-MP-32 | 3MP Varifocal Auto Iris CS-Mount |  |  |  | NDAA Compliant | 1/2.7" CS mount 8.5-50.0mm F1.6-360C Aspherical 3 Megapixel Varifocal DC Drive with 31cm Lens Lead |  | 162
Lens | AG3Z2812FCS-MPWIR-32 | 5MP Varifocal Auto Iris CS-Mount |  |  |  | NDAA Compliant | 1/2.7" CS mount 2.8-8.5mm F1.2-360C Aspherical 5 Megapixel Varifocal DC Drive IR Corrected with 31cm Lens Lead |  | 202
Lens | EG3Z3915FCS-MPWIR-32 | 8MP Varifocal Auto Iris CS-Mount |  |  |  | NDAA Compliant | 1/1.8" CS mount 3.9-10.0mm, F1.5-360C Aspherical, 8 Megapixel Varifocal DC Drive IR Corrected with 31cm Lens Lead |  | 236
Lens | EG6Z0915FCS-MPWIR-32 | 12MP Varifocal Auto Iris CS-Mount |  |  |  | NDAA Compliant | 1/1.8" CS mount 9.0-50.0mm F1.5-360C Aspherical 12 Megapixel Varifocal DC Drive IR Corrected with 31cm Lens Lead |  | 395
Lens | AG3Z2812KCS-MPWIR-32 | 5MP Varifocal P-Iris CS-Mount |  |  |  | NDAA Compliant | 1/2.7" CS mount 2.8-8.5mm F1.2-16C Aspherical 5 Megapixel Varifocal P-Iris Drive IR Corrected with 31cm Lens Lead |  | 221
Lens | EG3Z3915KCS-MPWIR | 8MP Varifocal P-Iris CS-Mount |  |  |  | NDAA Compliant | 1/1.8" CS mount 3.9-10.0mm, F1.5-16C Aspherical, 8 Megapixel Varifocal P-Iris Drive IR Corrected with V-Cable 31cm Lens Lead |  | 258
Lens | EG6Z0915KCS-MPWIR-V32 | 12MP Varifocal P-Iris CS-Mount |  |  |  | NDAA Compliant | 1/1.8" CS mount 9.0-50.0mm F1.5-360C Aspherical 12 Megapixel Varifocal "P-Iris" Drive IR Corrected with 31cm Lens Lead |  | 403
Lens | AG3Z2812TCS-MPWIR-32 | 5MP Varifocal iCS CS-Mount |  |  |  | NDAA Compliant | 1/2.7" CS mount 2.8-8.5mm F1.2-16C Aspherical 5 Megapixel Varifocal iCS Drive IR Corrected with 31cm Lens Lead |  | 365
Lens | EG3Z3915TCS-MPWIR-32 | 8MP Varifocal iCS CS-Mount |  |  |  | NDAA Compliant | 1/1.8" CS mount 3.9-10.0mm, F1.5-16C Aspherical, 8 Megapixel Varifocal iCS Drive IR Corrected with 31cm Lens Lead |  | 358
Lens | EG6Z0915TCS-MPWIR-32 | 12 MP Varifocal iCS CS-Mount |  |  |  | NDAA Compliant | 1/1.8" CS mount 9.0-50.0mm F1.5-360C Aspherical 12 Megapixel Varifocal "with P-Iris connector" Drive IR Corrected with 31cm Lens Lead |  | 764
EUR
Access Control System | [9 empty] | GBP
| Model code | Short description | Series | Resolution/ Channels | Type | Notes | Full Description | Prod. page | MSRP, €
Access Control System | X1100A-H003 | X1100 Intelligent Controller, 2 Door, TCP/IP |  |  | ACS | NDAA Compliant | Hanwha Access Control Intelligent Controller, 2 door controller, TCP/IP or 12/24vdc, 2 RS485 bus ports, supporting 4 OSDP or 2 Wiegand readers, 7 inputs (2x door sens, 2x REX, Tamper, AC Fail & Battery Fail) and 4 FORM-C relay outputs.* Requires 3 ~ 4 weeks leadtime | Info | 918
Access Control System | X100A-H003 | X100 Expansion Board, 2 Door, RS485 |  |  | ACS | NDAA Compliant | Hanwha Access Control Expansion Board, 2 door controller, 12/24vdc 2 door controller, RS485, supporting 4 OSDP or 2 Wiegand readers, 7 inputs (2x door sens, 2x REX, Tamper, AC Fail & Battery Fail), 4 FORM-C relay outputs and loop though power, * Requires 3 ~ 4 weeks leadtime | Info | 529
Access Control System | X200A-H003 | X200 Access Control Input Module, 16 inputs 2 outputs, RS485 |  |  | ACS | NDAA Compliant | Hanwha Access Control Input Module, RS485, 12/24vdc, 16 AUX inputs, Tamper, AC Fail & Battery Fail, 2 FORM-C relay outputs and loop through power, * Requires 3 ~ 4 weeks leadtime | Info | 556
Access Control System | X300A-H003 | X300 Access Control Output Module, 12 outputs & 2 inputs, RS485 |  |  | ACS | NDAA Compliant | Hanwha Access Control Output Module, RS485, 12/24vdc, 12 FORM-C Relay outputs, 2 AUX inputs, Tamper, AC Fail & Battery Fail and loop through power, * Requires a 3 ~ 4 weeks leadtime | Info | 631
Access Control System | 20XTKK-X1-0011RW-H003 | SEOS Express Reader - 13.56MHz Wiegand |  |  | ACS | NDAA Compliant | Hanwha Signo 20 Express (13.56MHz) SEOS Reader, Wiegand, NFC/BLE 2.4GHz, Mobile & SEOS Cards, * Requires 3 ~ 4 weeks leadtime | Info | 145
Access Control System | 20TKS-01-00039R-H003 | SEOS Reader - 13.56MHz OSDP & Wiegand |  |  | ACS | NDAA Compliant | Hanwha Signo 20 (13.56MHz) SEOS Reader, Wiegand/OSDP, NFC/BLE 2.4GHz, Mobile & SEOS Cards, * Requires 3 ~ 4 weeks leadtime | Info | 219
Access Control System | 20KTKS-01-00039R-H003 | SEOS Reader with Keypad - 13.56MHz OSDP & Wiegand |  |  | ACS | NDAA Compliant | Hanwha Signo 20 (13.56MHz) SEOS Reader & Keypad, Wiegand/OSDP, NFC/BLE 2.4GHz, Mobile & SEOS Cards, * Requires 3 ~ 4 weeks leadtime | Info | 566
Access Control System | 40TKS-01-00039R-H003 | SEOS Reader - 13.56MHz OSDP & Wiegand |  |  | ACS | NDAA Compliant | Hanwha Signo 40 (13.56MHz) SEOS Reader, Wiegand/OSDP, NFC/BLE 2.4GHz, Mobile & SEOS Cards, * Requires 3 ~ 4 weeks leadtime | Info | 294
Access Control System | 40KTKS-01-00039R-H003 | SEOS Reader with Keypad - 13.56MHz OSDP & Wiegand |  |  | ACS | NDAA Compliant | Hanwha Signo 40 (13.56MHz) SEOS Reader & Keypad, Wiegand/OSDP, NFC/BLE 2.4GHz, Mobile & SEOS Cards, * Requires 3 ~ 4 weeks leadtime | Info | 566
Access Control System | 20TKS-00-00000P-H003 | SEOS Reader - 125kHz & 13.56MHz OSDP & Wiegand |  |  | ACS | NDAA Compliant | Hanwha Signo 20 (13.56MHz) SEOS Reader, Wiegand/OSDP, NFC/BLE 2.4GHz, Mobile & SEOS Cards, iCLASS, iCLASS SE/SR, MIFARE HID DESFire EV1/EV2/EV3 (SIO/CSN), MIFARE HID Classic (SIO/CSN) - 125kHz HID Prox/Indala Prox, 125kHz EM4102, * Requires 3 ~ 4 weeks leadtime | Info | 289
Access Control System | 20KTKS-00-00000P-H003 | SEOS Reader with Keypad - 125kHz & 13.56MHz OSDP & Wiegand |  |  | ACS | NDAA Compliant | Hanwha Signo 20 (13.56MHz) SEOS Reader & Keypad, Wiegand/OSDP, NFC/BLE 2.4GHz, Mobile & SEOS Cards, iCLASS, iCLASS SE/SR, MIFARE HID DESFire EV1/EV2/EV3 (SIO/CSN), MIFARE HID Classic (SIO/CSN) - 125kHz HID Prox/Indala Prox, 125kHz EM4102, * Requires 3 ~ 4 weeks leadtime | Info | 660
Access Control System | 40TKS-00-00000P-H003 | SEOS Reader - 125kHz & 13.56MHz OSDP & Wiegand |  |  | ACS | NDAA Compliant | Hanwha Signo 40 (13.56MHz) SEOS Reader, Wiegand/OSDP, NFC/BLE 2.4GHz, Mobile & SEOS Cards, iCLASS, iCLASS SE/SR, MIFARE HID DESFire EV1/EV2/EV3 (SIO/CSN), MIFARE HID Classic (SIO/CSN) - 125kHz HID Prox/Indala Prox, 125kHz EM4102, * Requires 3 ~ 4 weeks leadtime | Info | 385
Access Control System | 40KTKS-00-00000P-H003 | SEOS Reader with Keypad - 125kHz & 13.56MHz OSDP & Wiegand |  |  | ACS | NDAA Compliant | Hanwha Signo 40 (13.56MHz) SEOS Reader & Keypad, Wiegand/OSDP, NFC/BLE 2.4GHz, Mobile & SEOS Cards, iCLASS, iCLASS SE/SR, MIFARE HID DESFire EV1/EV2/EV3 (SIO/CSN), MIFARE HID Classic (SIO/CSN) - 125kHz HID Prox/Indala Prox, 125kHz EM4102, * Requires 3 ~ 4 weeks leadtime | Info | 660
Access Control System | 5006PGGAN | SEOS H10301 26bit Card, 13.56MHz Wiegand, Rolling CSN |  |  | ACS | NDAA Compliant | Hanwha SEOS H10301, 8K Memory 13.56MHz card 26bit Wiegand, Rolling Card Serial Number (Please ensure Site code, quantity and card start range are provided). * Requires 3 ~ 4 weeks leadtime and minimum order quantity of 100 | Info | 6
Access Control System | 5006PGGAN7 | SEOS H10301 26bit Card, 13.56MHz Wiegand, Fixed CSN |  |  | ACS | NDAA Compliant | Hanwha SEOS H10301, 8K Memory 13.56MHz card 26bit Wiegand, Fixed Card Serial Number (Please ensure Site code, quantity and card start range are provided). * Requires 3 ~ 4 weeks leadtime and minimum order quantity of 100 | Info | 6
Access Control System | SSA-M3000 | Management S/W (Max 32 doors) |  |  | ACS | NDAA Compliant | Hanwha Wisenet Access Cointrol Software License supporting 32 doors, 1st 6x doors free (license required for doors 7 to 32). | Info | 1334
Access Control System | SSA-M4000 | Management S/W (Max 256 doors) |  |  | ACS | NDAA Compliant | Hanwha Wisenet Access Cointrol Software License supporting 256 doors, 1st 6x doors free (license required for doors 7 to 256). | Info | 2667
Access Control System | SSA-M5000 | Management S/W (Unlimited doors) |  |  | ACS | NDAA Compliant | Hanwha Wisenet Access Cointrol Software License supporting an unlimited amount of doors, 1st 6x doors free (license required for doors 7 to unlimited). | Info | 5334